## REKAP MATERIAL
PT. PLN ( PERSERO )
UNIT INDUK DISTRIBUSI JAWA TENGAH & DI YOGYAKARTA
REKAP KEBUTUHAN MATERIAL
| NO | URAIAN | GOL | SAT | VOL TOTAL | HARGA SATUAN | LOKASI | NO PRK | NAMA PROGRAM | INISIATIF STRATEGIS
| + | REKAP MATERIAL
1 | 1 | KWH Elektronik; 1P; 2W; 230 V; 5(40) A; kls 1 (combo); register drum | MDU-KD | Bh | 1 | 162966 | #REF! | #REF! | #REF! | #REF! | #REF!
2 | 2 | KWH Elektronik; 3P; 4W; 57.7-100V/220-400V; 5(10) A; kls 0.5 (Pengukuran Tidak Langsung) | MDU-KD | Bh | 1 | 1952952 | #REF! | #REF! | #REF! | #REF! | #REF!
3 | 3 | MCB 1 Fasa 10 A | MDU-KD | Bh | 1 | 37170 | #REF! | #REF! | #REF! | #REF! | #REF!
4 | 4 | Smart Box Tidak Langsung Daya TM | MDU-KD | Unit | 1 | 4807679 | #REF! | #REF! | #REF! | #REF! | #REF!
5 | 5 | Air Insulated LBS Motorized;24KV;630A;Min-16KA | MDU-KD | Cell | 1 | 51851823 | #REF! | #REF! | #REF! | #REF! | #REF!
6 | 6 | Air Insulated CBOG Motorized+Metering;20KV;630A;Min-16KA | MDU-KD | Cell | 1 | 254142159 | #REF! | #REF! | #REF! | #REF! | #REF!
7 | 7 | Trafo 1 Fasa CSP 50 kVA | MDU-KD | Bh | 1 | 34184115 | #REF! | #REF! | #REF! | #REF! | #REF!
8 | 8 | Lightning Arester (Polymer) 21 KV, 10 KA | MDU-KD | Bh | 3 | 633818 | #REF! | #REF! | #REF! | #REF! | #REF!
9 | 9 | Isolator Tumpu ( Pin Post ) 20 KV Porcelain | MDU-KD | Bh | 11 | 243753 | #REF! | #REF! | #REF! | #REF! | #REF!
10 | 10 | Isolator Tumpu ( Line Post ) 20 KV | MDU-KD | Bh | 6 | 235202 | #REF! | #REF! | #REF! | #REF! | #REF!
11 | 11 | Isolator Tarik ( Porcelain ) 20 KV + Primary Dead End Clamp 150-240 mm² | MDU-KD | Set | 12 | 557575 | #REF! | #REF! | #REF! | #REF! | #REF!
12 | 12 | AAAC 70 mm² | MDU-KD | Mtr | 6 | 13967 | #REF! | #REF! | #REF! | #REF! | #REF!
13 | 13 | AAAC 150 mm² | MDU-KD | Mtr | 355.1 | 24827 | #REF! | #REF! | #REF! | #REF! | #REF!
14 | 14 | AAAC 240 mm² | MDU-KD | Mtr | 1065.3 | 36183 | #REF! | #REF! | #REF! | #REF! | #REF!
15 | 15 | AAAC/S 70 mm² | MDU-KD | Mtr | 12 | 16324 | #REF! | #REF! | #REF! | #REF! | #REF!
16 | 16 | NFA2X-T 2 x 70 + N 50 mm² | MDU-KD | Mtr | 2 | 49525 | #REF! | #REF! | #REF! | #REF! | #REF!
17 | 17 | NFA2X 2 x 16 mm² | MDU-KD | Mtr | 35 | 7271 | #REF! | #REF! | #REF! | #REF! | #REF!
18 | 18 | Kabel NYY 1 x 70 mm² | MDU-KD | Mtr | 30 | 121773 | #REF! | #REF! | #REF! | #REF! | #REF!
19 | 19 | Kabel NA2XSEYBY 20 KV, 3 x 150 mm² | MDU-KD | Mtr | 30 | 445036 | #REF! | #REF! | #REF! | #REF! | #REF!
20 | 20 | Modem 3G/4G | HDW | Unit | 1 | 1288575 | #REF! | #REF! | #REF! | #REF! | #REF!
21 | 21 | Disconnecting Switch 20 KV - 630 A Porcelein | HDW | Set | 1 | 8538750 | #REF! | #REF! | #REF! | #REF! | #REF!
22 | 22 | Tiang Beton 14M-350 daN+E | HDW | Btg | 7 | 8259559 | #REF! | #REF! | #REF! | #REF! | #REF!
23 | 23 | Penghalang Panjat dan Papan Peringatan | HDW | Set | 7 | 249187.5 | #REF! | #REF! | #REF! | #REF! | #REF!
24 | 24 | Sepatu Kabel AL/CU Ring-70 mm² | HDW | Bh | 4 | 49000 | #REF! | #REF! | #REF! | #REF! | #REF!
25 | 25 | Sepatu Kabel AL/CU Kepala 70 | HDW | Bh | 9 | 45023 | #REF! | #REF! | #REF! | #REF! | #REF!
26 | 26 | Sepatu Kabel AL/AL-70 mm² | HDW | Bh | 6 | 22044 | #REF! | #REF! | #REF! | #REF! | #REF!
27 | 27 | Armour Rod # for 70 mm² | HDW | Set | 1 | 58995 | #REF! | #REF! | #REF! | #REF! | #REF!
28 | 28 | Armour Tape ¼" wide | HDW | Mtr | 4 | 8728 | #REF! | #REF! | #REF! | #REF! | #REF!
29 | 29 | Bimetalic Connector 35 - 240 mm² | HDW | Bh | 14 | 54338 | #REF! | #REF! | #REF! | #REF! | #REF!
30 | 30 | Bolt Double Arming ⅝" x 14" | HDW | Bh | 8 | 45540 | #REF! | #REF! | #REF! | #REF! | #REF!
31 | 31 | Bolt Machine / Bolt cariage ½" x ¾" | HDW | Bh | 10 | 7938 | #REF! | #REF! | #REF! | #REF! | #REF!
32 | 32 | Bolt cariage ⅝" x 3" | HDW | Bh | 16 | 7938 | #REF! | #REF! | #REF! | #REF! | #REF!
33 | 33 | Bolt Machine ⅝" x 10" | HDW | Bh | 22 | 29694 | #REF! | #REF! | #REF! | #REF! | #REF!
34 | 34 | Bolt Single Up Side ⅝" x 10" | HDW | Bh | 5 | 35190 | #REF! | #REF! | #REF! | #REF! | #REF!
35 | 35 | Brace Steel 770 mm | HDW | Bh | 28 | 50424 | #REF! | #REF! | #REF! | #REF! | #REF!
36 | 36 | Bracket band segment,vertikal plat ( Hot dip galvanis ) | HDW | Bh | 2 | 465750 | #REF! | #REF! | #REF! | #REF! | #REF!
37 | 37 | Center Bracket 12.5 KN | HDW | Bh | 5 | 106450 | #REF! | #REF! | #REF! | #REF! | #REF!
38 | 38 | Clevis Swinging Secondary | HDW | Bh | 4 | 17368 | #REF! | #REF! | #REF! | #REF! | #REF!
39 | 39 | Compresion Conector G type 150 mm² / 240 mm² | HDW | Bh | 3 | 34673 | #REF! | #REF! | #REF! | #REF! | #REF!
40 | 40 | Compresion Conector H type 70 mm² / 70 mm² | HDW | Bh | 4 | 15900 | #REF! | #REF! | #REF! | #REF! | #REF!
41 | 41 | Compresion Conector H type 150 mm² / 240 mm² | HDW | Bh | 3 | 37700 | #REF! | #REF! | #REF! | #REF! | #REF!
42 | 42 | Compresion Conector H type 240 mm² / 240 mm² | HDW | Bh | 4 | 28100 | #REF! | #REF! | #REF! | #REF! | #REF!
43 | 43 | Compresion Terminal Lug 70 mm² | HDW | Bh | 2 | 12524 | #REF! | #REF! | #REF! | #REF! | #REF!
44 | 44 | Cross Arm Steel 2.000 mm ( UNSP 10 ) galvanis | HDW | Bh | 15 | 431492 | #REF! | #REF! | #REF! | #REF! | #REF!
45 | 45 | Expanding Anchor 10.000 lbs | HDW | Bh | 4 | 136103 | #REF! | #REF! | #REF! | #REF! | #REF!
46 | 46 | Ground rod & Washer | HDW | Bh | 17 | 10645 | #REF! | #REF! | #REF! | #REF! | #REF!
47 | 47 | Ground rod ⅝" x 8" Copper Weld | HDW | Bh | 3 | 194063 | #REF! | #REF! | #REF! | #REF! | #REF!
48 | 48 | Ground wire Cu 16 mm² | HDW | Mtr | 41.6 | 28980 | #REF! | #REF! | #REF! | #REF! | #REF!
49 | 49 | Clamp Ground Rod ⅝" | HDW | Bh | 3 | 6100 | #REF! | #REF! | #REF! | #REF! | #REF!
50 | 50 | Guy Attachment / Guy hok | HDW | Bh | 4 | 14007 | #REF! | #REF! | #REF! | #REF! | #REF!
51 | 51 | Guy Wire 70 mm² | HDW | Mtr | 48 | 29187 | #REF! | #REF! | #REF! | #REF! | #REF!
52 | 52 | Hot Line Clamp ( 35mm² s/d 70 mm² ) | HDW | Bh | 1 | 77625 | #REF! | #REF! | #REF! | #REF! | #REF!
53 | 53 | Kousen | HDW | Bh | 4 | 8169 | #REF! | #REF! | #REF! | #REF! | #REF!
54 | 54 | Lock Nut ⅝" | HDW | Bh | 37 | 10350 | #REF! | #REF! | #REF! | #REF! | #REF!
55 | 55 | Loop Dead End Clamp / LC ( 35 s/d 240 ) mm² | HDW | Bh | 8 | 33168 | #REF! | #REF! | #REF! | #REF! | #REF!
56 | 56 | Mur Baut Dinabolt 10 mm x 65 mm | HDW | Bh | 4 | 1200 | #REF! | #REF! | #REF! | #REF! | #REF!
57 | 57 | Oval Eye Bolt ⅝" x 10" | HDW | Bh | 4 | 31168 | #REF! | #REF! | #REF! | #REF! | #REF!
58 | 58 | Oval Eye Nut ⅝" | HDW | Bh | 12 | 26821 | #REF! | #REF! | #REF! | #REF! | #REF!
59 | 59 | Pipa PVC Putih Ukuran ¾" | HDW | Bh | 2.75 | 32874 | #REF! | #REF! | #REF! | #REF! | #REF!
60 | 60 | Pipa PVC Putih Ukuran 2½" | HDW | Bh | 2 | 141100 | #REF! | #REF! | #REF! | #REF! | #REF!
61 | 61 | Pipa PVC Putih Ukuran 6" | HDW | Bh | 1 | 755562 | #REF! | #REF! | #REF! | #REF! | #REF!
62 | 62 | Knee Pipe 2 ½" | HDW | Bh | 3 | 9111 | #REF! | #REF! | #REF! | #REF! | #REF!
63 | 63 | Pole Band Double Rack 7" atau 7 ½" | HDW | Bh | 7 | 71154 | #REF! | #REF! | #REF! | #REF! | #REF!
64 | 64 | Pole Band Single Rack 7" atau 7 ½" | HDW | Bh | 12 | 64643 | #REF! | #REF! | #REF! | #REF! | #REF!
65 | 65 | Rod Anchor ¾" x 8' | HDW | Bh | 4 | 136206 | #REF! | #REF! | #REF! | #REF! | #REF!
66 | 66 | Schackle Anchor ⅝" | HDW | Bh | 12 | 17928 | #REF! | #REF! | #REF! | #REF! | #REF!
67 | 67 | Spool Insulator ANSI 53 - 2 | HDW | Bh | 5 | 31375 | #REF! | #REF! | #REF! | #REF! | #REF!
68 | 68 | Spool Insulator ANSI 53 - 4 | HDW | Bh | 4 | 37540 | #REF! | #REF! | #REF! | #REF! | #REF!
69 | 69 | Stainless Steel Strap 20 x 0.7 mm | HDW | Mtr | 17.4 | 12751 | #REF! | #REF! | #REF! | #REF! | #REF!
70 | 70 | Stopping Buckle / Yokes | HDW | Bh | 21 | 2588 | #REF! | #REF! | #REF! | #REF! | #REF!
71 | 71 | Three Bolt Clamp | HDW | Bh | 8 | 44821 | #REF! | #REF! | #REF! | #REF! | #REF!
72 | 72 | Tie Wire # 4 / Alluminium bonding wire # 20 | HDW | Mtr | 34.6 | 6210 | #REF! | #REF! | #REF! | #REF! | #REF!
73 | 73 | Washer Square 2 ¼" | HDW | Bh | 77 | 2801 | #REF! | #REF! | #REF! | #REF! | #REF!
74 | 74 | TERM;20kV;AL;3P;3X150mm2;NON ISO;ID (Coldshrink+Shearbolt) | HDW | Set | 1 | 5232753 | #REF! | #REF! | #REF! | #REF! | #REF!
75 | 75 | TERM;20kV;AL;3P;3X150mm2;NON ISO;OD (Coldshrink+Shearbolt) | HDW | Set | 1 | 5949718 | #REF! | #REF! | #REF! | #REF! | #REF!
76 | 76 | Klem beugel ⅞" | HDW | Bh | 4 | 12550 | #REF! | #REF! | #REF! | #REF! | #REF!
77 | 77 | Pipa PVC ½" | HDW | Bh | 5.5 | 6100 | #REF! | #REF! | #REF! | #REF! | #REF!
78 | 78 | Tanda urutan Fasa untuk kabel | HDW | Bh | 3 | 8900 | #REF! | #REF! | #REF! | #REF! | #REF!
79 |  |  |  | 0 |  | 0
80 |  |  |  | 0 |  | 0
81 |  |  |  | 0 |  | 0
82 |  |  |  | 0 |  | 0
83 |  |  |  | 0 |  | 0
84 |  |  |  | 0 |  | 0
85 |  |  |  | 0 |  | 0
86 |  |  |  | 0 |  | 0
87 |  |  |  | 0 |  | 0
88 |  |  |  | 0 |  | 0
89 |  |  |  | 0 |  | 0
90 |  |  |  | 0 |  | 0
91 |  |  |  | 0 |  | 0
92 |  |  |  | 0 |  | 0
93 |  |  |  | 0 |  | 0
94 |  |  |  | 0 |  | 0
95 |  |  |  | 0 |  | 0
96 |  |  |  | 0 |  | 0
97 |  |  |  | 0 |  | 0
98 |  |  |  | 0 |  | 0
99 |  |  |  | 0 |  | 0
100 |  |  |  | 0 |  | 0
101 |  |  |  | 0 |  | 0
102 |  |  |  | 0 |  | 0
103 |  |  |  | 0 |  | 0
104 |  |  |  | 0 |  | 0
105 |  |  |  | 0 |  | 0
106 |  |  |  | 0 |  | 0
107 |  |  |  | 0 |  | 0
108 |  |  |  | 0 |  | 0
109 |  |  |  | 0 |  | 0
110 |  |  |  | 0 |  | 0
111 |  |  |  | 0 |  | 0
112 |  |  |  | 0 |  | 0
113 |  |  |  | 0 |  | 0
114 |  |  |  | 0 |  | 0
115 |  |  |  | 0 |  | 0
116 |  |  |  | 0 |  | 0
117 |  |  |  | 0 |  | 0
118 |  |  |  | 0 |  | 0
119 |  |  |  | 0 |  | 0
120 |  |  |  | 0 |  | 0
121 |  |  |  | 0 |  | 0
122 |  |  |  | 0 |  | 0
123 |  |  |  | 0 |  | 0
124 |  |  |  | 0 |  | 0
125 |  |  |  | 0 |  | 0
126 |  |  |  | 0 |  | 0
127 |  |  |  | 0 |  | 0
128 |  |  |  | 0 |  | 0
129 |  |  |  | 0 |  | 0
130 |  |  |  | 0 |  | 0
131 |  |  |  | 0 |  | 0
132 |  |  |  | 0 |  | 0
133 |  |  |  | 0 |  | 0
134 |  |  |  | 0 |  | 0
135 |  |  |  | 0 |  | 0
136 |  |  |  | 0 |  | 0
137 |  |  |  | 0 |  | 0
138 |  |  |  | 0 |  | 0
139 |  |  |  | 0 |  | 0
140 |  |  |  | 0 |  | 0
141 |  |  |  | 0 |  | 0
142 |  |  |  | 0 |  | 0
143 |  |  |  | 0 |  | 0
144 |  |  |  | 0 |  | 0
145 |  |  |  | 0 |  | 0
146 |  |  |  | 0 |  | 0
147 |  |  |  | 0 |  | 0
148 |  |  |  | 0 |  | 0
149 |  |  |  | 0 |  | 0
150 |  |  |  | 0 |  | 0
151 |  |  |  | 0 |  | 0
152 |  |  |  | 0 |  | 0
153 |  |  |  | 0 |  | 0
154 |  |  |  | 0 |  | 0
155 |  |  |  | 0 |  | 0
156 |  |  |  | 0 |  | 0
157 |  |  |  | 0 |  | 0
158 |  |  |  | 0 |  | 0
159 |  |  |  | 0 |  | 0
160 |  |  |  | 0 |  | 0
161 |  |  |  | 0 |  | 0
162 |  |  |  | 0 |  | 0
163 |  |  |  | 0 |  | 0
164 |  |  |  | 0 |  | 0
165 |  |  |  | 0 |  | 0
166 |  |  |  | 0 |  | 0
167 |  |  |  | 0 |  | 0
168 |  |  |  | 0 |  | 0
169 |  |  |  | 0 |  | 0
170 |  |  |  | 0 |  | 0
171 |  |  |  | 0 |  | 0
172 |  |  |  | 0 |  | 0
173 |  |  |  | 0 |  | 0
174 |  |  |  | 0 |  | 0
175 |  |  |  | 0 |  | 0
176 |  |  |  | 0 |  | 0
177 |  |  |  | 0 |  | 0
178 |  |  |  | 0 |  | 0
179 |  |  |  | 0 |  | 0
180 |  |  |  | 0 |  | 0
181 |  |  |  | 0 |  | 0
182 |  |  |  | 0 |  | 0
183 |  |  |  | 0 |  | 0
184 |  |  |  | 0 |  | 0
185 |  |  |  | 0 |  | 0
186 |  |  |  | 0 |  | 0
187 |  |  |  | 0 |  | 0
188 |  |  |  | 0 |  | 0
189 |  |  |  | 0 |  | 0
190 |  |  |  | 0 |  | 0
191 |  |  |  | 0 |  | 0
192 |  |  |  | 0 |  | 0
193 |  |  |  | 0 |  | 0
194 |  |  |  | 0 |  | 0
195 |  |  |  | 0 |  | 0
196 |  |  |  | 0 |  | 0
197 |  |  |  | 0 |  | 0
198 |  |  |  | 0 |  | 0
199 |  |  |  | 0 |  | 0
200 |  |  |  | 0 |  | 0
201 |  |  |  | 0 |  | 0
202 |  |  |  | 0 |  | 0
203 |  |  |  | 0 |  | 0
204 |  |  |  | 0 |  | 0
205 |  |  |  | 0 |  | 0
206 |  |  |  | 0 |  | 0
207 |  |  |  | 0 |  | 0
208 |  |  |  | 0 |  | 0
209 |  |  |  | 0 |  | 0
210 |  |  |  | 0 |  | 0
211 |  |  |  | 0 |  | 0
212 |  |  |  | 0 |  | 0
213 |  |  |  | 0 |  | 0
214 |  |  |  | 0 |  | 0
215 |  |  |  | 0 |  | 0
216 |  |  |  | 0 |  | 0
217 |  |  |  | 0 |  | 0
218 |  |  |  | 0 |  | 0
219 |  |  |  | 0 |  | 0
220 |  |  |  | 0 |  | 0
221 |  |  |  | 0 |  | 0
222 |  |  |  | 0 |  | 0
223 |  |  |  | 0 |  | 0
224 |  |  |  | 0 |  | 0
225 |  |  |  | 0 |  | 0
226 |  |  |  | 0 |  | 0
227 |  |  |  | 0 |  | 0
228 |  |  |  | 0 |  | 0
229 |  |  |  | 0 |  | 0
230 |  |  |  | 0 |  | 0
231 |  |  |  | 0 |  | 0
232 |  |  |  | 0 |  | 0
233 |  |  |  | 0 |  | 0
234 |  |  |  | 0 |  | 0
235 |  |  |  | 0 |  | 0
236 |  |  |  | 0 |  | 0
237 |  |  |  | 0 |  | 0
238 |  |  |  | 0 |  | 0
239 |  |  |  | 0 |  | 0
240 |  |  |  | 0 |  | 0
241 |  |  |  | 0 |  | 0
242 |  |  |  | 0 |  | 0
243 |  |  |  | 0 |  | 0
244 |  |  |  | 0 |  | 0
245 |  |  |  | 0 |  | 0
246 |  |  |  | 0 |  | 0
247 |  |  |  | 0 |  | 0
248 |  |  |  | 0 |  | 0
249 |  |  |  | 0 |  | 0
250 |  |  |  | 0 |  | 0
251 |  |  |  | 0 |  | 0
252 |  |  |  | 0 |  | 0
253 |  |  |  | 0 |  | 0
254 |  |  |  | 0 |  | 0
255 |  |  |  | 0 |  | 0
256 |  |  |  | 0 |  | 0
257 |  |  |  | 0 |  | 0
258 |  |  |  | 0 |  | 0
259 |  |  |  | 0 |  | 0
260 |  |  |  | 0 |  | 0
261 |  |  |  | 0 |  | 0
262 |  |  |  | 0 |  | 0
263 |  |  |  | 0 |  | 0
264 |  |  |  | 0 |  | 0
265 |  |  |  | 0 |  | 0
266 |  |  |  | 0 |  | 0
267 |  |  |  | 0 |  | 0
268 |  |  |  | 0 |  | 0
269 |  |  |  | 0 |  | 0
270 |  |  |  | 0 |  | 0
271 |  |  |  | 0 |  | 0
272 |  |  |  | 0 |  | 0
273 |  |  |  | 0 |  | 0
274 |  |  |  | 0 |  | 0
275 |  |  |  | 0 |  | 0
276 |  |  |  | 0 |  | 0
277 |  |  |  | 0 |  | 0
278 |  |  |  | 0 |  | 0
279 |  |  |  | 0 |  | 0
280 |  |  |  | 0 |  | 0
281 |  |  |  | 0 |  | 0
282 |  |  |  | 0 |  | 0
283 |  |  |  | 0 |  | 0
284 |  |  |  | 0 |  | 0
285 |  |  |  | 0 |  | 0
286 |  |  |  | 0 |  | 0
287 |  |  |  | 0 |  | 0
288 |  |  |  | 0 |  | 0
289 |  |  |  | 0 |  | 0
290 |  |  |  | 0 |  | 0
291 |  |  |  | 0 |  | 0
292 |  |  |  | 0 |  | 0
293 |  |  |  | 0 |  | 0
294 |  |  |  | 0 |  | 0
295 |  |  |  | 0 |  | 0
296 |  |  |  | 0 |  | 0
297 |  |  |  | 0 |  | 0
298 |  |  |  | 0 |  | 0
299 |  |  |  | 0 |  | 0
300 |  |  |  | 0 |  | 0
301 |  |  |  | 0 |  | 0
302 |  |  |  | 0 |  | 0
303 |  |  |  | 0 |  | 0
304 |  |  |  | 0 |  | 0
305 |  |  |  | 0 |  | 0
306 |  |  |  | 0 |  | 0
307 |  |  |  | 0 |  | 0
308 |  |  |  | 0 |  | 0
309 |  |  |  | 0 |  | 0
310 |  |  |  | 0 |  | 0
311 |  |  |  | 0 |  | 0
312 |  |  |  | 0 |  | 0
313 |  |  |  | 0 |  | 0
314 |  |  |  | 0 |  | 0
315 |  |  |  | 0 |  | 0
316 |  |  |  | 0 |  | 0
317 |  |  |  | 0 |  | 0
318 |  |  |  | 0 |  | 0
319 |  |  |  | 0 |  | 0
320 |  |  |  | 0 |  | 0
321 |  |  |  | 0 |  | 0
322 |  |  |  | 0 |  | 0
323 |  |  |  | 0 |  | 0
324 |  |  |  | 0 |  | 0
325 |  |  |  | 0 |  | 0
326 |  |  |  | 0 |  | 0
327 |  |  |  | 0 |  | 0
328 |  |  |  | 0 |  | 0
329 |  |  |  | 0 |  | 0
330 |  |  |  | 0 |  | 0
331 |  |  |  | 0 |  | 0
332 |  |  |  | 0 |  | 0
333 |  |  |  | 0 |  | 0
334 |  |  |  | 0 |  | 0
335 |  |  |  | 0 |  | 0
336 |  |  |  | 0 |  | 0
337 |  |  |  | 0 |  | 0
338 |  |  |  | 0 |  | 0
339 |  |  |  | 0 |  | 0
340 |  |  |  | 0 |  | 0
341 |  |  |  | 0 |  | 0
342 |  |  |  | 0 |  | 0
343 |  |  |  | 0 |  | 0
344 |  |  |  | 0 |  | 0
345 |  |  |  | 0 |  | 0
346 |  |  |  | 0 |  | 0
347 |  |  |  | 0 |  | 0
348 |  |  |  | 0 |  | 0
349 |  |  |  | 0 |  | 0
350 |  |  |  | 0 |  | 0
351 |  |  |  | 0 |  | 0
352 |  |  |  | 0 |  | 0
353 |  |  |  | 0 |  | 0
354 |  |  |  | 0 |  | 0
355 |  |  |  | 0 |  | 0
356 |  |  |  | 0 |  | 0
357 |  |  |  | 0 |  | 0
358 |  |  |  | 0 |  | 0
359 |  |  |  | 0 |  | 0
360 |  |  |  | 0 |  | 0
361 |  |  |  | 0 |  | 0
362 |  |  |  | 0 |  | 0
363 |  |  |  | 0 |  | 0
364 |  |  |  | 0 |  | 0
365 |  |  |  | 0 |  | 0
366 |  |  |  | 0 |  | 0
367 |  |  |  | 0 |  | 0
368 |  |  |  | 0 |  | 0
369 |  |  |  | 0 |  | 0
370 |  |  |  | 0 |  | 0
371 |  |  |  | 0 |  | 0
372 |  |  |  | 0 |  | 0
373 |  |  |  | 0 |  | 0
374 |  |  |  | 0 |  | 0
375 |  |  |  | 0 |  | 0
376 |  |  |  | 0 |  | 0
377 |  |  |  | 0 |  | 0
378 |  |  |  | 0 |  | 0
379 |  |  |  | 0 |  | 0
380 |  |  |  | 0 |  | 0
381 |  |  |  | 0 |  | 0
382 |  |  |  | 0 |  | 0
383 |  |  |  | 0 |  | 0
384 |  |  |  | 0 |  | 0
385 |  |  |  | 0 |  | 0
386 |  |  |  | 0 |  | 0
387 |  |  |  | 0 |  | 0
388 |  |  |  | 0 |  | 0
389 |  |  |  | 0 |  | 0
390 |  |  |  | 0 |  | 0
391 |  |  |  | 0 |  | 0
392 |  |  |  | 0 |  | 0
393 |  |  |  | 0 |  | 0
394 |  |  |  | 0 |  | 0
395 |  |  |  | 0 |  | 0
396 |  |  |  | 0 |  | 0
397 |  |  |  | 0 |  | 0
398 |  |  |  | 0 |  | 0
399 |  |  |  | 0 |  | 0
400 |  |  |  | 0 |  | 0
401 |  |  |  | 0 |  | 0
402 |  |  |  | 0 |  | 0
403 |  |  |  | 0 |  | 0
404 |  |  |  | 0 |  | 0
405 |  |  |  | 0 |  | 0
406 |  |  |  | 0 |  | 0
407 |  |  |  | 0 |  | 0
408 |  |  |  | 0 |  | 0
409 |  |  |  | 0 |  | 0
410 |  |  |  | 0 |  | 0
411 |  |  |  | 0 |  | 0
412 |  |  |  | 0 |  | 0
413 |  |  |  | 0 |  | 0
414 |  |  |  | 0 |  | 0
415 |  |  |  | 0 |  | 0
416 |  |  |  | 0 |  | 0
417 |  |  |  | 0 |  | 0
418 |  |  |  | 0 |  | 0
419 |  |  |  | 0 |  | 0
420 |  |  |  | 0 |  | 0
421 |  |  |  | 0 |  | 0
422 |  |  |  | 0 |  | 0
423 |  |  |  | 0 |  | 0
424 |  |  |  | 0 |  | 0
425 |  |  |  | 0 |  | 0
426 |  |  |  | 0 |  | 0
427 |  |  |  | 0 |  | 0
428 |  |  |  | 0 |  | 0
429 |  |  |  | 0 |  | 0
430 |  |  |  | 0 |  | 0
431 |  |  |  | 0 |  | 0
432 |  |  |  | 0 |  | 0
433 |  |  |  | 0 |  | 0
434 |  |  |  | 0 |  | 0
435 |  |  |  | 0 |  | 0
436 |  |  |  | 0 |  | 0
437 |  |  |  | 0 |  | 0
438 |  |  |  | 0 |  | 0
439 |  |  |  | 0 |  | 0
440 |  |  |  | 0 |  | 0
441 |  |  |  | 0 |  | 0
442 |  |  |  | 0 |  | 0
443 |  |  |  | 0 |  | 0
444 |  |  |  | 0 |  | 0
445 |  |  |  | 0 |  | 0
446 |  |  |  | 0 |  | 0
447 |  |  |  | 0 |  | 0
448 |  |  |  | 0 |  | 0
449 |  |  |  | 0 |  | 0
450 |  |  |  | 0 |  | 0
451 |  |  |  | 0 |  | 0
452 |  |  |  | 0 |  | 0
453 |  |  |  | 0 |  | 0
454 |  |  |  | 0 |  | 0
455 |  |  |  | 0 |  | 0
456 |  |  |  | 0 |  | 0
457 |  |  |  | 0 |  | 0
458 |  |  |  | 0 |  | 0
459 |  |  |  | 0 |  | 0
460 |  |  |  | 0 |  | 0
461 |  |  |  | 0 |  | 0
462 |  |  |  | 0 |  | 0
463 |  |  |  | 0 |  | 0
464 |  |  |  | 0 |  | 0
465 |  |  |  | 0 |  | 0
466 |  |  |  | 0 |  | 0
467 |  |  |  | 0 |  | 0
468 |  |  |  | 0 |  | 0
469 |  |  |  | 0 |  | 0
470 |  |  |  | 0 |  | 0
471 |  |  |  | 0 |  | 0
472 |  |  |  | 0 |  | 0
473 |  |  |  | 0 |  | 0
474 |  |  |  | 0 |  | 0
475 |  |  |  | 0 |  | 0
476 |  |  |  | 0 |  | 0
477 |  |  |  | 0 |  | 0
478 |  |  |  | 0 |  | 0
479 |  |  |  | 0 |  | 0
480 |  |  |  | 0 |  | 0
481 |  |  |  | 0 |  | 0
482 |  |  |  | 0 |  | 0
483 |  |  |  | 0 |  | 0
484 |  |  |  | 0 |  | 0
485 |  |  |  | 0 |  | 0
486 |  |  |  | 0 |  | 0
487 |  |  |  | 0 |  | 0
488 |  |  |  | 0 |  | 0
489 |  |  |  | 0 |  | 0
490 |  |  |  | 0 |  | 0
491 |  |  |  | 0 |  | 0
492 |  |  |  | 0 |  | 0
493 |  |  |  | 0 |  | 0
494 |  |  |  | 0 |  | 0
495 |  |  |  | 0 |  | 0
496 |  |  |  | 0 |  | 0
497 |  |  |  | 0 |  | 0
498 |  |  |  | 0 |  | 0
499 |  |  |  | 0 |  | 0
500 |  |  |  | 0 |  | 0
501 |  |  |  | 0 |  | 0
502 |  |  |  | 0 |  | 0
503 |  |  |  | 0 |  | 0
504 |  |  |  | 0 |  | 0
505 |  |  |  | 0 |  | 0
506 |  |  |  | 0 |  | 0
507 |  |  |  | 0 |  | 0
508 |  |  |  | 0 |  | 0
509 |  |  |  | 0 |  | 0
510 |  |  |  | 0 |  | 0
511 |  |  |  | 0 |  | 0
512 |  |  |  | 0 |  | 0
513 |  |  |  | 0 |  | 0
514 |  |  |  | 0 |  | 0
515 |  |  |  | 0 |  | 0
516 |  |  |  | 0 |  | 0
517 |  |  |  | 0 |  | 0
518 |  |  |  | 0 |  | 0
519 |  |  |  | 0 |  | 0
520 |  |  |  | 0 |  | 0
521 |  |  |  | 0 |  | 0
522 |  |  |  | 0 |  | 0
523 |  |  |  | 0 |  | 0
524 |  |  |  | 0 |  | 0
525 |  |  |  | 0 |  | 0
526 |  |  |  | 0 |  | 0
527 |  |  |  | 0 |  | 0
528 |  |  |  | 0 |  | 0
529 |  |  |  | 0 |  | 0
530 |  |  |  | 0 |  | 0
531 |  |  |  | 0 |  | 0
532 |  |  |  | 0 |  | 0
533 |  |  |  | 0 |  | 0
534 |  |  |  | 0 |  | 0
535 |  |  |  | 0 |  | 0
536 |  |  |  | 0 |  | 0
537 |  |  |  | 0 |  | 0
538 |  |  |  | 0 |  | 0
539 |  |  |  | 0 |  | 0
540 |  |  |  | 0 |  | 0
541 |  |  |  | 0 |  | 0
542 |  |  |  | 0 |  | 0
543 |  |  |  | 0 |  | 0
544 |  |  |  | 0 |  | 0
545 |  |  |  | 0 |  | 0
546 |  |  |  | 0 |  | 0
547 |  |  |  | 0 |  | 0
548 |  |  |  | 0 |  | 0
549 |  |  |  | 0 |  | 0
550 |  |  |  | 0 |  | 0
551 |  |  |  | 0 |  | 0
552 |  |  |  | 0 |  | 0
553 |  |  |  | 0 |  | 0
554 |  |  |  | 0 |  | 0
555 |  |  |  | 0 |  | 0
556 |  |  |  | 0 |  | 0
557 |  |  |  | 0 |  | 0
558 |  |  |  | 0 |  | 0
559 |  |  |  | 0 |  | 0
560 |  |  |  | 0 |  | 0
561 |  |  |  | 0 |  | 0
562 |  |  |  | 0 |  | 0
563 |  |  |  | 0 |  | 0
564 |  |  |  | 0 |  | 0
565 |  |  |  | 0 |  | 0
566 |  |  |  | 0 |  | 0
567 |  |  |  | 0 |  | 0
568 |  |  |  | 0 |  | 0
569 |  |  |  | 0 |  | 0
570 |  |  |  | 0 |  | 0
571 |  |  |  | 0 |  | 0
572 |  |  |  | 0 |  | 0
573 |  |  |  | 0 |  | 0
574 |  |  |  | 0 |  | 0
575 |  |  |  | 0 |  | 0
576 |  |  |  | 0 |  | 0
577 |  |  |  | 0 |  | 0
578 |  |  |  | 0 |  | 0
579 |  |  |  | 0 |  | 0
580 |  |  |  | 0 |  | 0
581 |  |  |  | 0 |  | 0
582 |  |  |  | 0 |  | 0
583 |  |  |  | 0 |  | 0
584 |  |  |  | 0 |  | 0
585 |  |  |  | 0 |  | 0
586 |  |  |  | 0 |  | 0
587 |  |  |  | 0 |  | 0
588 |  |  |  | 0 |  | 0
589 |  |  |  | 0 |  | 0
590 |  |  |  | 0 |  | 0
591 |  |  |  | 0 |  | 0
592 |  |  |  | 0 |  | 0
593 |  |  |  | 0 |  | 0
594 |  |  |  | 0 |  | 0
595 |  |  |  | 0 |  | 0
596 |  |  |  | 0 |  | 0
597 |  |  |  | 0 |  | 0
598 |  |  |  | 0 |  | 0
599 |  |  |  | 0 |  | 0
600 |  |  |  | 0 |  | 0
601 |  |  |  | 0 |  | 0
602 |  |  |  | 0 |  | 0
603 |  |  |  | 0 |  | 0
604 |  |  |  | 0 |  | 0
605 |  |  |  | 0 |  | 0
606 |  |  |  | 0 |  | 0
607 |  |  |  | 0 |  | 0
608 |  |  |  | 0 |  | 0
609 |  |  |  | 0 |  | 0
610 |  |  |  | 0 |  | 0
611 |  |  |  | 0 |  | 0
612 |  |  |  | 0 |  | 0
613 |  |  |  | 0 |  | 0
614 |  |  |  | 0 |  | 0
615 |  |  |  | 0 |  | 0
616 |  |  |  | 0 |  | 0
617 |  |  |  | 0 |  | 0
618 |  |  |  | 0 |  | 0
619 |  |  |  | 0 |  | 0
620 |  |  |  | 0 |  | 0
621 |  |  |  | 0 |  | 0
622 |  |  |  | 0 |  | 0
623 |  |  |  | 0 |  | 0
624 |  |  |  | 0 |  | 0
625 |  |  |  | 0 |  | 0
626 |  |  |  | 0 |  | 0
627 |  |  |  | 0 |  | 0
628 |  |  |  | 0 |  | 0
629 |  |  |  | 0 |  | 0
630 |  |  |  | 0 |  | 0
631 |  |  |  | 0 |  | 0
632 |  |  |  | 0 |  | 0
633 |  |  |  | 0 |  | 0
634 |  |  |  | 0 |  | 0
635 |  |  |  | 0 |  | 0
636 |  |  |  | 0 |  | 0
637 |  |  |  | 0 |  | 0
638 |  |  |  | 0 |  | 0
639 |  |  |  | 0 |  | 0
640 |  |  |  | 0 |  | 0
641 |  |  |  | 0 |  | 0
642 |  |  |  | 0 |  | 0
643 |  |  |  | 0 |  | 0
644 |  |  |  | 0 |  | 0
645 |  |  |  | 0 |  | 0
646 |  |  |  | 0 |  | 0
647 |  |  |  | 0 |  | 0
648 |  |  |  | 0 |  | 0
649 |  |  |  | 0 |  | 0
650 |  |  |  | 0 |  | 0
651 |  |  |  | 0 |  | 0
652 |  |  |  | 0 |  | 0
653 |  |  |  | 0 |  | 0
654 |  |  |  | 0 |  | 0
655 |  |  |  | 0 |  | 0
656 |  |  |  | 0 |  | 0
657 |  |  |  | 0 |  | 0
658 |  |  |  | 0 |  | 0
659 |  |  |  | 0 |  | 0
660 |  |  |  | 0 |  | 0
661 |  |  |  | 0 |  | 0
662 |  |  |  | 0 |  | 0
663 |  |  |  | 0 |  | 0
664 |  |  |  | 0 |  | 0
665 |  |  |  | 0 |  | 0
666 |  |  |  | 0 |  | 0
667 |  |  |  | 0 |  | 0
668 |  |  |  | 0 |  | 0
669 |  |  |  | 0 |  | 0
670 |  |  |  | 0 |  | 0
671 |  |  |  | 0 |  | 0
672 |  |  |  | 0 |  | 0
673 |  |  |  | 0 |  | 0
674 |  |  |  | 0 |  | 0
675 |  |  |  | 0 |  | 0
676 |  |  |  | 0 |  | 0
677 |  |  |  | 0 |  | 0
678 |  |  |  | 0 |  | 0
679 |  |  |  | 0 |  | 0
680 |  |  |  | 0 |  | 0
681 |  |  |  | 0 |  | 0
682 |  |  |  | 0 |  | 0
683 |  |  |  | 0 |  | 0
684 |  |  |  | 0 |  | 0
685 |  |  |  | 0 |  | 0
686 |  |  |  | 0 |  | 0
687 |  |  |  | 0 |  | 0
688 |  |  |  | 0 |  | 0
689 |  |  |  | 0 |  | 0
690 |  |  |  | 0 |  | 0
691 |  |  |  | 0 |  | 0
692 |  |  |  | 0 |  | 0
693 |  |  |  | 0 |  | 0
694 |  |  |  | 0 |  | 0
695 |  |  |  | 0 |  | 0
696 |  |  |  | 0 |  | 0
697 |  |  |  | 0 |  | 0
698 |  |  |  | 0 |  | 0
699 |  |  |  | 0 |  | 0
700 | [5 empty] | 0
| 1 | KWH MPB; 1P;230V;5(60)A;1;2W | 0 | 0 | 0
| 2 | KWH MPB; 3P; 4W; 230/400 V; 5(80) A; Class 1 | 0 | 0 | 0
| 3 | KWH Elektronik; 1P; 2W; 230 V; 5(40) A; kls 1 (combo); register drum | 1 | 1 | 1
| 4 | KWH Elektronik; 3P; 4W; 57.7-100V/220-400V; 5 A; kls 0.2 (meter pembanding) | 0 | 0 | 0
| 5 | KWH Elektronik; 3P; 4W; 220/380V; 5(80) A; kls 1 (Pengukuran Langsung) | 0 | 0 | 0
| 6 | KWH Elektronik; 3P; 4W; 57.7-100V/220-400V; 5(10) A; kls 0.5 (Pengukuran Tidak Langsung) | 1 | 1 | 2
| 7 | KWH Elektronik; 3P; 4W; 220/380V; 5(10); kls 1 (Pengukuran Tidak Langsung) | 0 | 0 | 0
| 8 | MCB 1 Fasa 2 A | 0 | 0 | 0
| 9 | MCB 1 Fasa 4 A | 0 | 0 | 0
| 10 | MCB 1 Fasa 6 A | 0 | 0 | 0
| 11 | MCB 1 Fasa 10 A | 1 | 1 | 3
| 12 | MCB 1 Fasa 16 A | 0 | 0 | 0
| 13 | MCB 1 Fasa 20 A | 0 | 0 | 0
| 14 | MCB 1 Fasa 25 A | 0 | 0 | 0
| 15 | MCB 1 Fasa 35 A | 0 | 0 | 0
| 16 | MCB 1 Fasa 50 A | 0 | 0 | 0
| 17 | MCB 3 Fasa 10 A | 0 | 0 | 0
| 18 | MCB 3 Fasa 16 A | 0 | 0 | 0
| 19 | MCB 3 Fasa 20 A | 0 | 0 | 0
| 20 | MCB 3 Fasa 25 A | 0 | 0 | 0
| 21 | MCB 3 Fasa 35 A | 0 | 0 | 0
| 22 | CT TM Indoor Tipe Blok 10/5-5A | 0 | 0 | 0
| 23 | CT TM Indoor Tipe Blok 15/5-5A | 0 | 0 | 0
| 24 | CT TM Indoor Tipe Blok 20/5-5A | 0 | 0 | 0
| 25 | CT TM Indoor Tipe Blok 25/5-5A | 0 | 0 | 0
| 26 | CT TM Indoor Tipe Blok 30/5-5A | 0 | 0 | 0
| 27 | CT TM Indoor Tipe Blok 40/5-5A | 0 | 0 | 0
| 28 | CT TM Indoor Tipe Blok 50/5-5A | 0 | 0 | 0
| 29 | CT TM Indoor Tipe Blok 60/5-5A | 0 | 0 | 0
| 30 | CT TM Indoor Tipe Blok 75/5-5A | 0 | 0 | 0
| 31 | CT TM Indoor Tipe Blok 80/5-5A | 0 | 0 | 0
| 32 | CT TM Indoor Tipe Blok 100/5-5A | 0 | 0 | 0
| 33 | CT TM Indoor Tipe Blok 150/5-5A | 0 | 0 | 0
| 34 | CT TM Indoor Tipe Blok 200/5-5A | 0 | 0 | 0
| 35 | CT TM Indoor Tipe Blok 250/5-5A | 0 | 0 | 0
| 36 | CT TM Indoor Tipe Blok 300/5-5A | 0 | 0 | 0
| 37 | CT TM Indoor Tipe Blok 400/5-5A | 0 | 0 | 0
| 38 | CT TM Indoor Tipe Blok 500/5-5A | 0 | 0 | 0
| 39 | CT TM Indoor Tipe Blok 600/5-5A | 0 | 0 | 0
| 40 | CT TM Indoor Tipe Blok 750/5-5A | 0 | 0 | 0
| 41 | CT TM Indoor Tipe Blok 800/5-5A | 0 | 0 | 0
| 42 | CT TM Indoor Tipe Blok 1000/5-5A | 0 | 0 | 0
| 43 | CT TM Indoor Tipe Ring 50/5-5A | 0 | 0 | 0
| 44 | CT TM Indoor Tipe Ring 100/5-5A | 0 | 0 | 0
| 45 | CT TM Outdoor 10/5 | 0 | 0 | 0
| 46 | CT TM Outdoor 15/5 | 0 | 0 | 0
| 47 | CT TM Outdoor 20/5 | 0 | 0 | 0
| 48 | CT TM Outdoor 25/5 | 0 | 0 | 0
| 49 | CT TM Outdoor 30/5 | 0 | 0 | 0
| 50 | CT TM Outdoor 40/5 | 0 | 0 | 0
| 51 | CT TM Outdoor 50/5 | 0 | 0 | 0
| 52 | CT TM Outdoor 60/5 | 0 | 0 | 0
| 53 | CT TM Outdoor 75/5 | 0 | 0 | 0
| 54 | CT TM Outdoor 80/5 | 0 | 0 | 0
| 55 | CT TM Outdoor 100/5 | 0 | 0 | 0
| 56 | CT TM Outdoor 150/5 | 0 | 0 | 0
| 57 | CT TM Outdoor 200/5 | 0 | 0 | 0
| 58 | CT TM Outdoor 250/5 | 0 | 0 | 0
| 59 | CT TM Outdoor 300/5 | 0 | 0 | 0
| 60 | CT TM Outdoor 400/5 | 0 | 0 | 0
| 61 | PT Indoor (ratio 20.000/v3 : 100/v3) Class 0.2s | 0 | 0 | 0
| 62 | PT Outdoor (ratio 20.000/v3 : 100/v3) Class 0.2s | 0 | 0 | 0
| 63 | Smart Box Langsung Tanpa MCCB | 0 | 0 | 0
| 64 | Smart Box Langsung Daya 3.9 kVA MCCB 6 A | 0 | 0 | 0
| 65 | Smart Box Langsung Daya 6.6 kVA MCCB 10 A | 0 | 0 | 0
| 66 | Smart Box Langsung Daya 10.6 kVA MCCB 16 A | 0 | 0 | 0
| 67 | Smart Box Langsung Daya 13.2 kVA MCCB 20 A | 0 | 0 | 0
| 68 | Smart Box Langsung Daya 16.5 kVA MCCB 25 A | 0 | 0 | 0
| 69 | Smart Box Langsung Daya 23 kVA MCCB 35 A | 0 | 0 | 0
| 70 | Smart Box Langsung Daya 33 kVA MCCB 50 A | 0 | 0 | 0
| 71 | Smart Box Langsung Daya 41.5 kVA MCCB 63 A | 0 | 0 | 0
| 72 | Smart Box Tidak Langsung Daya 53 kVA MCCB 80 A | 0 | 0 | 0
| 73 | Smart Box Tidak Langsung Daya 66 kVA MCCB 100 A | 0 | 0 | 0
| 74 | Smart Box Tidak Langsung Daya 82.5 kVA MCCB 125 A | 0 | 0 | 0
| 75 | Smart Box Tidak Langsung Daya 105 kVA MCCB 160 A | 0 | 0 | 0
| 76 | Smart Box Tidak Langsung Daya 131 kVA MCCB 200 A | 0 | 0 | 0
| 77 | Smart Box Tidak Langsung Daya 147 kVA MCCB 225 A | 0 | 0 | 0
| 78 | Smart Box Tidak Langsung Daya 164 kVA MCCB 250 A | 0 | 0 | 0
| 79 | Smart Box Tidak Langsung Daya 197 kVA MCCB 300 A | 0 | 0 | 0
| 80 | Smart Box Tidak Langsung Daya TM | 1 | 1 | 4
| 81 | Air Insulated LBS Manual;24KV;630A;Min-16KA | 0 | 0 | 0
| 82 | Air Insulated LBS Motorized;24KV;630A;Min-16KA | 1 | 1 | 5
| 83 | Air Insulated CBOG Motorized+Metering;20KV;630A;Min-16KA | 1 | 1 | 6
| 84 | Fully Gas Insulated LBS Motorized;24KV;630A;Min-16KA | 0 | 0 | 0
| 85 | Fully Gas Insulated CBOG Motorized+Metering;20KV;630A;Min-16KA | 0 | 0 | 0
| 86 | Fully Gas Insulated LBS Manual;24KV;630A;Min-16KA | 0 | 0 | 0
| 87 | Automatic Change Over (ACO) TM | 0 | 0 | 0
| 88 | Automatic Change Over (ACO) TR | 0 | 0 | 0
| 89 | Metaclad;Outgoing;20kV;630A;25kA - GI | 0 | 0 | 0
| 90 | Metaclad;Couple;20kV;2000A;25kA - GI | 0 | 0 | 0
| 91 | Trafo 1 Fasa CSP 50 kVA | 1 | 1 | 7
| 92 | Trafo 3 phasa 50 kVA YNyn0 | 0 | 0 | 0
| 93 | Trafo 3 phasa 100 kVA YNyn0 | 0 | 0 | 0
| 94 | Trafo 3 phasa 160 kVA YNyn0 | 0 | 0 | 0
| 95 | Trafo 3 phasa 50 kVA Yzn5 | 0 | 0 | 0
| 96 | Trafo 3 phasa 100 kVA Yzn5 | 0 | 0 | 0
| 97 | Trafo 3 phasa 160 kVA Yzn5 | 0 | 0 | 0
| 98 | Trafo 3 phasa 200 kVA Dyn5 | 0 | 0 | 0
| 99 | Trafo 3 phasa 250 kVA DYn5 | 0 | 0 | 0
| 100 | Trafo 3 phasa 400 kVA DYn5 OD | 0 | 0 | 0
| 101 | LVCB 2 Jurusan 250 A MCCB | 0 | 0 | 0
| 102 | LVCB 2 Jurusan 250 A LBS | 0 | 0 | 0
| 103 | LVCB 2 Jurusan 400 A LBS | 0 | 0 | 0
| 104 | LVCB 4 Jurusan 400 A LBS | 0 | 0 | 0
| 105 | LVCB 4 Jurusan 630 A LBS | 0 | 0 | 0
| 106 | ABSW 20 KV | 0 | 0 | 0
| 107 | Load Break Switch | 0 | 0 | 0
| 108 | Recloser | 0 | 0 | 0
| 109 | FCO Polymer | 0 | 0 | 0
| 110 | Lightning Arester (Polymer) 21 KV, 10 KA | 3 | 1 | 8
| 111 | Lightning Arester (Polymer) 24 KV, 10 KA | 0 | 0 | 0
| 112 | Isolator Tumpu ( Pin Post ) 20 KV | 0 | 0 | 0
| 113 | Isolator Tumpu ( Pin Post ) 20 KV Porcelain | 11 | 1 | 9
| 114 | Isolator Tumpu ( Line Post ) 20 KV | 6 | 1 | 10
| 115 | Isolator Tumpu ( Line Post ) 20 KV Polymer | 0 | 0 | 0
| 116 | Isolator Tarik ( Strainkap Porcelain ) 20 KV | 0 | 0 | 0
| 117 | Isolator Tarik ( Porcelain ) 20 KV + Primary Dead End Clamp 150-240 mm² | 12 | 1 | 11
| 118 | Isolator Tarik ( Porcelain ) 20 KV + Primary Dead End Clamp 70-150 mm² | 0 | 0 | 0
| 119 | Isolator Tarik ( Suspension Polymer ) 20 KV | 0 | 0 | 0
| 120 | Isolator Tarik ( Polymer ) 20 KV + Primary Dead End Clamp 70-150 mm² | 0 | 0 | 0
| 121 | Isolator Tarik ( Polymer ) 20 KV + Primary Dead End Clamp 150-240 mm² | 0 | 0 | 0
| 122 | AAAC 70 mm² | 6 | 1 | 12
| 123 | AAAC 150 mm² | 355.1 | 1 | 13
| 124 | AAAC 240 mm² | 1065.3 | 1 | 14
| 125 | AAAC/S 70 mm² | 12 | 1 | 15
| 126 | AAAC/S 150 mm² | 0 | 0 | 0
| 127 | AAAC/S 240 mm² | 0 | 0 | 0
| 128 | NFA2X-T 2 x 70 + N 50 mm² | 2 | 1 | 16
| 129 | NFA2X-T 2 x 70 + N 70 mm² | 0 | 0 | 0
| 130 | NFA2X-T 3x35+1x35 | 0 | 0 | 0
| 131 | NFA2X-T 3 x 70 + N 50 mm² | 0 | 0 | 0
| 132 | NFA2X-T 3x70+1x70 | 0 | 0 | 0
| 133 | NFA2X 2 x 10 mm² | 0 | 0 | 0
| 134 | NFA2X 2 x 16 mm² | 35 | 1 | 17
| 135 | NFA2X 4 x 16 mm² | 0 | 0 | 0
| 136 | NFA2X 4 x 70 mm² | 0 | 0 | 0
| 137 | Kabel NYY 1 x 70 mm² | 30 | 1 | 18
| 138 | Kabel NYY 1 x 95 mm² | 0 | 0 | 0
| 139 | Kabel NYY 1 x 150 mm² | 0 | 0 | 0
| 140 | Kabel NYY 1 x 240 mm² | 0 | 0 | 0
| 141 | Kabel NYY 4 x 70 mm² | 0 | 0 | 0
| 142 | Kabel NA2XSEYBY 20 KV, 3 x 150 mm² | 30 | 1 | 19
| 143 | Kabel NA2XSEYBY 20 KV, 3 x 240 mm² | 0 | 0 | 0
| 144 | Kabel NA2XSEYBY 20 KV, 3 x 300 mm² | 0 | 0 | 0
| 145 | MVTIC 3 x 150 + N 95 mm² | 0 | 0 | 0
| 146 | MVTIC 3 x 240 + N 95 mm² | 0 | 0 | 0
| 147 | KWH Elektronik; 1P; 2W; 230 V; 5(100) A; kls 1 termasuk modem 3G/4G | 0 | 0 | 0
| 148 | Modem 3G/4G | 1 | 1 | 20
| 149 | MCB 3 Fasa 50 A | 0 | 0 | 0
| 150 | MCB 3 Fasa 63 A | 0 | 0 | 0
| 151 | MCCB 1 Fasa 40 A | 0 | 0 | 0
| 152 | MCCB 1 Fasa 63 A | 0 | 0 | 0
| 153 | MCCB 1 Fasa 80 A | 0 | 0 | 0
| 154 | MCCB 1 Fasa 100 A | 0 | 0 | 0
| 155 | MCCB 3 Fasa 80 A | 0 | 0 | 0
| 156 | MCCB 3 Fasa 100 A | 0 | 0 | 0
| 157 | MCCB 3 Fasa 125 A | 0 | 0 | 0
| 158 | MCCB 3 Fasa 160 A | 0 | 0 | 0
| 159 | MCCB 3 Fasa 200 A | 0 | 0 | 0
| 160 | MCCB 3 Fasa 225 A | 0 | 0 | 0
| 161 | MCCB 3 Fasa 250 A | 0 | 0 | 0
| 162 | MCCB 3 Fasa 300 A | 0 | 0 | 0
| 163 | CT TR ; Burden 5 VA; 50/5 A - 300/5 A Class 0.5s | 0 | 0 | 0
| 164 | CT TR ; Burden 5 VA; 100/5 A Class 0.5s | 0 | 0 | 0
| 165 | Kotak APP 1 Fasa OA KAS I | 0 | 0 | 0
| 166 | Kotak APP 3 Fasa OA KAS III | 0 | 0 | 0
| 167 | Kotak APP Type I Lipat,lengkap | 0 | 0 | 0
| 168 | Kotak APP Type III Lipat,lengkap | 0 | 0 | 0
| 169 | Kotak APP TR Type IV Tanpa Topi,lengkap | 0 | 0 | 0
| 170 | Kotak APP TR Type I A Single Tarif, lengkap | 0 | 0 | 0
| 171 | Kotak APP TR Double Tarif, lengkap | 0 | 0 | 0
| 172 | Kotak APP TM , lengkap | 0 | 0 | 0
| 173 | LBS Pelanggan TM | 0 | 0 | 0
| 174 | PMCB dengan Box SPCC 2 mm | 0 | 0 | 0
| 175 | PMCB dengan Box Alumunium Alloy 3 mm | 0 | 0 | 0
| 176 | Kubikel Interface 20 kV | 0 | 0 | 0
| 177 | Power Meter Digital | 0 | 0 | 0
| 178 | Rele Proteksi OC/EF | 0 | 0 | 0
| 179 | Secunder Distribution Panel (SDP) TR (Ukuran 100x90x50 cm; 1 unit MCCB 250A; 1 unit MCCB 100A; 3 unit NT Fuse 63-100A; 14 Unit MCB 1 Fasa 35 A) | 0 | 0 | 0
| 180 | Main Distribution Panel (MDP) TR 3 Jurusan (Ukuran 150x100x50 cm; 1 unit MCCB 400A; 3 unit MCCB 250A; 9 unit NT Fuse 63-100A) | 0 | 0 | 0
| 181 | Fuse Link 2 A | 0 | 0 | 0
| 182 | Fuse Link 3 A | 0 | 0 | 0
| 183 | Fuse Link 4 A | 0 | 0 | 0
| 184 | Fuse Link 6 A | 0 | 0 | 0
| 185 | Fuse Link 8 A | 0 | 0 | 0
| 186 | Fuse Link 10 A | 0 | 0 | 0
| 187 | Fuse Link 12 A | 0 | 0 | 0
| 188 | Fuse Link 15 A | 0 | 0 | 0
| 189 | Fuse Link 16 A | 0 | 0 | 0
| 190 | Fuse Link 20 A | 0 | 0 | 0
| 191 | Fuse Link 25 A | 0 | 0 | 0
| 192 | Fuse Link 30 A | 0 | 0 | 0
| 193 | Fuse Link 50 A | 0 | 0 | 0
| 194 | Fuse Link 60 A | 0 | 0 | 0
| 195 | Fuse Link 80A | 0 | 0 | 0
| 196 | Fuse Link 100A | 0 | 0 | 0
| 197 | NT Fuse 63 A Size 0 | 0 | 0 | 0
| 198 | NT Fuse 80 A Size 0 | 0 | 0 | 0
| 199 | NT Fuse 100 A Size 0 | 0 | 0 | 0
| 200 | NT Fuse 63 - 100 A Size 00, 25 - 160 A | 0 | 0 | 0
| 201 | NT Fuse 63 - 100 A Size 0, 50 - 160 A | 0 | 0 | 0
| 202 | NT Fuse 63 - 100 A Size 1, 63 - 250 A | 0 | 0 | 0
| 203 | NT Fuse 63 - 100 A Size 2, 250 - 400 A | 0 | 0 | 0
| 204 | NT Fuse 63 - 100 A Size 3, 425 - 630 A | 0 | 0 | 0
| 205 | NT Fuse 63 - 100 A Size 4, 800 - 1250 A | 0 | 0 | 0
| 206 | NH Fuse Holder Size 00, 25 - 160 A | 0 | 0 | 0
| 207 | NH Fuse Holder Size 0, 50 - 160 A | 0 | 0 | 0
| 208 | NH Fuse Holder Size 1, 63 - 250 A | 0 | 0 | 0
| 209 | NH Fuse Holder Size 2, 250 - 400 A | 0 | 0 | 0
| 210 | NH Fuse Holder Size 3, 425 - 630 A | 0 | 0 | 0
| 211 | NH Fuse Holder Size 4, 800 - 1250 A | 0 | 0 | 0
| 212 | NH Fuse Puller Size 00-4 | 0 | 0 | 0
| 213 | Disconnecting Switch 20 KV | 0 | 0 | 0
| 214 | Disconnecting Switch 20 KV - 630 A Porcelein | 1 | 1 | 21
| 215 | Disconnecting Switch 20 KV - 630 A Polymer | 0 | 0 | 0
| 216 | Disconnector Lightning Arester 5 KA | 0 | 0 | 0
| 217 | Disconnector Lightning Arester 10 KA | 0 | 0 | 0
| 218 | Multi Chamber Arrester | 0 | 0 | 0
| 219 | Tiang Beton 9M-200 daN+E | 0 | 0 | 0
| 220 | Tiang Beton 11M-200 daN+E | 0 | 0 | 0
| 221 | Tiang Beton 12M-200 daN+E | 0 | 0 | 0
| 222 | Tiang Beton 12M-350 daN+E | 0 | 0 | 0
| 223 | Tiang Beton 13M-350 daN+E | 0 | 0 | 0
| 224 | Tiang Beton 14M-350 daN+E | 7 | 1 | 22
| 225 | Penghalang Panjat dan Papan Peringatan | 7 | 1 | 23
| 226 | Capasitor 3 x 300 KVAR komplit dengan kontrol | 0 | 0 | 0
| 227 | Micro Capasitor Controller | 0 | 0 | 0
| 228 | Current Sensor | 0 | 0 | 0
| 229 | NFA2X 2 x 25 mm² | 0 | 0 | 0
| 230 | NFA2X 4 x 10 mm² | 0 | 0 | 0
| 231 | NFA2X 4 x 25 mm² | 0 | 0 | 0
| 232 | Kabel NYFGBY 2 x 16 mm² | 0 | 0 | 0
| 233 | Kabel NYFGBY 2 x 25 mm² | 0 | 0 | 0
| 234 | Kabel NYFGBY 2 x 35 mm² | 0 | 0 | 0
| 235 | Kabel NYFGBY 2 x 50 mm² | 0 | 0 | 0
| 236 | Kabel NYFGBY 2 x 70 mm² | 0 | 0 | 0
| 237 | Kabel NYFGBY 2 x 95 mm² | 0 | 0 | 0
| 238 | Kabel NYFGBY 4 x 16 mm² | 0 | 0 | 0
| 239 | Kabel NYFGBY 4 x 25 mm² | 0 | 0 | 0
| 240 | Kabel NYFGBY 4 x 35 mm² | 0 | 0 | 0
| 241 | Kabel NYFGBY 4 x 50 mm² | 0 | 0 | 0
| 242 | Kabel NYFGBY 4 x 70 mm² | 0 | 0 | 0
| 243 | Kabel NYFGBY 4 x 95 mm² | 0 | 0 | 0
| 244 | Kabel NYFGBY 4 x 150 mm² | 0 | 0 | 0
| 245 | Kabel NYY 4 x 25 mm² | 0 | 0 | 0
| 246 | Kabel NYY 4 x 35 mm² | 0 | 0 | 0
| 247 | Kabel NYY 4 x 95 mm² | 0 | 0 | 0
| 248 | Kabel NA2XSY 20 KV, 1 x 70 mm² | 0 | 0 | 0
| 249 | Kabel NA2XSY 20 KV, 1 x 150 mm² | 0 | 0 | 0
| 250 | Kabel NA2XSY 20 KV, 1 x 240 mm² | 0 | 0 | 0
| 251 | Kabel NA2XSY 20 KV, 1 x 300 mm² | 0 | 0 | 0
| 252 | Kabel NA2XS2Y 20 KV, 1 x 70 mm² | 0 | 0 | 0
| 253 | Kabel NA2XS2Y 20 KV, 1 x 150 mm² | 0 | 0 | 0
| 254 | Kabel NA2XS2Y 20 KV, 1 x 240 mm² | 0 | 0 | 0
| 255 | Kabel NA2XS2Y 20 KV, 1 x 300 mm² | 0 | 0 | 0
| 256 | Kabel NYA Fleksibel 2.5 mm² | 0 | 0 | 0
| 257 | Kabel NYA Fleksibel 4 mm² | 0 | 0 | 0
| 258 | Kabel NYA Fleksibel 6 mm² | 0 | 0 | 0
| 259 | Kabel NYA Fleksibel 10 mm² | 0 | 0 | 0
| 260 | Kabel NYA Fleksibel 16 mm² | 0 | 0 | 0
| 261 | Kabel NYM 2 x 2.5 mm² | 0 | 0 | 0
| 262 | Kabel NYM 3 x 2.5 mm² | 0 | 0 | 0
| 263 | Kabel NYM 2 x 4 mm² | 0 | 0 | 0
| 264 | Kabel NYM 3 x 4 mm² | 0 | 0 | 0
| 265 | Sepatu Kabel AL/CU Ring 35 | 0 | 0 | 0
| 266 | Sepatu Kabel AL/CU Ring 50 | 0 | 0 | 0
| 267 | Sepatu Kabel AL/CU Ring-70 mm² | 4 | 1 | 24
| 268 | Sepatu Kabel AL/CU Ring 95 | 0 | 0 | 0
| 269 | Sepatu Kabel AL/CU Ring 120 | 0 | 0 | 0
| 270 | Sepatu Kabel AL/CU Ring 185 | 0 | 0 | 0
| 271 | Sepatu Kabel AL/CU Ring 300 | 0 | 0 | 0
| 272 | Sepatu Kabel AL/CU Kepala 35 | 0 | 0 | 0
| 273 | Sepatu Kabel AL/CU Kepala 50 | 0 | 0 | 0
| 274 | Sepatu Kabel AL/CU Kepala 70 | 9 | 1 | 25
| 275 | Sepatu Kabel AL/CU Kepala 95 | 0 | 0 | 0
| 276 | Sepatu Kabel AL/CU Kepala 120 | 0 | 0 | 0
| 277 | Sepatu Kabel AL/CU Kepala 150 | 0 | 0 | 0
| 278 | Sepatu Kabel AL/CU Kepala 185 | 0 | 0 | 0
| 279 | Sepatu Kabel AL/CU Kepala 240 | 0 | 0 | 0
| 280 | Sepatu Kabel AL/CU 1 Hole 70 | 0 | 0 | 0
| 281 | Sepatu Kabel AL/CU 1 Hole 150 | 0 | 0 | 0
| 282 | Sepatu Kabel AL/CU 1 Hole 240 | 0 | 0 | 0
| 283 | Sepatu Kabel AL/CU 2 Hole 70 | 0 | 0 | 0
| 284 | Sepatu Kabel AL/CU 2 Hole 150 | 0 | 0 | 0
| 285 | Sepatu Kabel AL/CU 2 Hole 240 | 0 | 0 | 0
| 286 | Sepatu Kabel AL/AL 2 Hole 70 | 0 | 0 | 0
| 287 | Sepatu Kabel AL/AL 25 | 0 | 0 | 0
| 288 | Sepatu Kabel AL/AL 35 | 0 | 0 | 0
| 289 | Sepatu Kabel AL/AL 50 | 0 | 0 | 0
| 290 | Sepatu Kabel AL/AL-70 mm² | 6 | 1 | 26
| 291 | Sepatu Kabel AL/AL 95 | 0 | 0 | 0
| 292 | Sepatu Kabel AL/AL 120 | 0 | 0 | 0
| 293 | Sepatu Kabel AL/AL 150 | 0 | 0 | 0
| 294 | Sepatu Kabel AL/AL 185 | 0 | 0 | 0
| 295 | Sepatu Kabel AL/AL 240 | 0 | 0 | 0
| 296 | Sepatu Kabel CU/CU-16 mm² | 0 | 0 | 0
| 297 | Sepatu Kabel CU/CU 25 | 0 | 0 | 0
| 298 | Sepatu Kabel CU/CU 35 | 0 | 0 | 0
| 299 | Sepatu Kabel CU/CU 50 | 0 | 0 | 0
| 300 | Sepatu Kabel CU/CU-70 mm² | 0 | 0 | 0
| 301 | Sepatu Kabel CU/CU-95 mm² | 0 | 0 | 0
| 302 | Sepatu Kabel CU/CU 120 | 0 | 0 | 0
| 303 | Sepatu Kabel CU/CU-150 mm² | 0 | 0 | 0
| 304 | Sepatu Kabel CU/CU 240 | 0 | 0 | 0
| 305 | Sepatu Kabel CU/CU OD 2 Hole 70 | 0 | 0 | 0
| 306 | Sepatu Kabel CU/CU OD 2 Hole 95 | 0 | 0 | 0
| 307 | Sepatu Kabel CU/CU OD 2 Hole 150 | 0 | 0 | 0
| 308 | Sepatu Kabel CU/CU OD 2 Hole 300 | 0 | 0 | 0
| 309 | Sepatu Kabel CU/CU OD 1 Hole 300 | 0 | 0 | 0
| 310 | Kawat Segel | 0 | 0 | 0
| 311 | Timah Segel | 0 | 0 | 0
| 312 | Segel Plastik Tekan | 0 | 0 | 0
| 313 | Service Wedge Clamp 1 Fasa 6, 10, 16 mm² | 0 | 0 | 0
| 314 | Service Wedge Clamp 3 Fasa 6, 10, 16, 25 mm² | 0 | 0 | 0
| 315 | Strain Hook Clamp 1 ½" | 0 | 0 | 0
| 316 | Strain Hook Ekor Babi | 0 | 0 | 0
| 317 | Loden Manset 0.8 Kg | 0 | 0 | 0
| 318 | Protective Cup 1 ½" | 0 | 0 | 0
| 319 | Protective Cup Plastik 1 ½" | 0 | 0 | 0
| 320 | Tap Connector Kedap Air ( 6-25 / 6-25 ) mm² | 0 | 0 | 0
| 321 | Tap Connector Kedap Air ( 6-25 / 35-70 ) mm² | 0 | 0 | 0
| 322 | Tap Connector kedap air , 10-25/10-25 mm2 | 0 | 0 | 0
| 323 | Tap Connector kedap air , 35-50/10-25 mm2 | 0 | 0 | 0
| 324 | Tap Connector Kedap Air ( 35-70 / 35-70 ) mm² | 0 | 0 | 0
| 325 | Tap Connector kedap air , 70-95/10-25 mm2 | 0 | 0 | 0
| 326 | Tap Connector kedap air , 50-70/50-70 mm2 | 0 | 0 | 0
| 327 | Tap Connector Berbadan Logam ( 6-25 / 6-25 ) mm² | 0 | 0 | 0
| 328 | Tap Connector Berbadan Logam ( 6-25 / 35-70 ) mm² | 0 | 0 | 0
| 329 | Tap Connector Berbadan Logam ( 35-70 / 35-70 ) mm² | 0 | 0 | 0
| 330 | Connector Bimetal 16-6 mm² | 0 | 0 | 0
| 331 | Connector Bimetal 16-10 mm² | 0 | 0 | 0
| 332 | Connector Bimetal 16-16 mm² | 0 | 0 | 0
| 333 | Connector Bimetal 50-50 mm² | 0 | 0 | 0
| 334 | Connector Bimetal 70-35 mm² | 0 | 0 | 0
| 335 | Connector Bimetal 50-70 mm² | 0 | 0 | 0
| 336 | Connector Bimetal 70-70 mm² | 0 | 0 | 0
| 337 | Connector Bimetal 95-70 mm² | 0 | 0 | 0
| 338 | Connector Bimetal 70-50 mm² | 0 | 0 | 0
| 339 | Connector Bimetal 70-95 mm² | 0 | 0 | 0
| 340 | Connector Bimetal 120-70 mm² | 0 | 0 | 0
| 341 | Connector Bimetal 70-120 mm² | 0 | 0 | 0
| 342 | Connector Bimetal 120-120 mm² | 0 | 0 | 0
| 343 | Permanent Connector ANSI 70-300 mm² | 0 | 0 | 0
| 344 | Pole Bracket Three Way 3"-4" | 0 | 0 | 0
| 345 | Pole Bracket Three Way 8"-9" | 0 | 0 | 0
| 346 | Pole Bracket Two Way 6"-7" | 0 | 0 | 0
| 347 | Pole Bracket Two Way 8"-9" | 0 | 0 | 0
| 348 | Pole Attachment Fitting / L bracket | 0 | 0 | 0
| 349 | Fixing Collar | 0 | 0 | 0
| 350 | Bimetalic Connector AL/AL 70-70 mm² | 0 | 0 | 0
| 351 | Klem Bugel untuk tiang atap 1 ½" | 0 | 0 | 0
| 352 | Gas Pipe 1 ½" x 6 Meter | 0 | 0 | 0
| 353 | Gas Pipe 1 ½" x 1.5 Meter | 0 | 0 | 0
| 354 | Armour Rod # for 35 mm² | 0 | 0 | 0
| 355 | Armour Rod # for 50 mm² | 0 | 0 | 0
| 356 | Armour Rod # for 70 mm² | 1 | 1 | 27
| 357 | Armour Rod # for 150 mm² | 0 | 0 | 0
| 358 | Armour Rod # for 240 mm² | 0 | 0 | 0
| 359 | Armour Tape ¼" wide | 4 | 1 | 28
| 360 | Bimetalic Connector 35 - 240 mm² | 14 | 1 | 29
| 361 | Ball Clevis Socket Eyes | 0 | 0 | 0
| 362 | Bolt Double Arming ⅝" x 10" | 0 | 0 | 0
| 363 | Bolt Double Arming ⅝" x 12" | 0 | 0 | 0
| 364 | Bolt Double Arming ⅝" x 14" | 8 | 1 | 30
| 365 | Bolt Double Arming ⅝ " x 16 - 24" | 0 | 0 | 0
| 366 | Bolt Double Up Side ⅝" x 8" | 0 | 0 | 0
| 367 | Bolt Double Up Side ⅝" x 9" | 0 | 0 | 0
| 368 | Bolt Double Up Side ⅝" x 10" | 0 | 0 | 0
| 369 | Bolt Double Up Side ⅝" x 12" | 0 | 0 | 0
| 370 | Bolt Double Up Side ⅝" x (14 - 22") | 0 | 0 | 0
| 371 | Bolt Machine / Bolt cariage ½" x ¾" | 10 | 1 | 31
| 372 | Bolt cariage ⅝" x 3" | 16 | 1 | 32
| 373 | Bolt Machine ⅝" x 8" | 0 | 0 | 0
| 374 | Bolt Machine ⅝" x 9" | 0 | 0 | 0
| 375 | Bolt Machine ⅝" x 10" | 22 | 1 | 33
| 376 | Bolt Machine ⅝" x 12" | 0 | 0 | 0
| 377 | Bolt Machine ⅝" x (14 - 22") | 0 | 0 | 0
| 378 | Bolt Single Up Side ⅝" x 8" | 0 | 0 | 0
| 379 | Bolt Single Up Side ⅝" x 9" | 0 | 0 | 0
| 380 | Bolt Single Up Side ⅝" x 10" | 5 | 1 | 34
| 381 | Bolt Single Up Side ⅝" x 12" | 0 | 0 | 0
| 382 | Brace Steel 550 mm | 0 | 0 | 0
| 383 | Brace Steel 770 mm | 28 | 1 | 35
| 384 | Brace Steel 1.262 mm | 0 | 0 | 0
| 385 | Bracket Extension for cut out | 0 | 0 | 0
| 386 | Bracket Secondary / Bracket insulated | 0 | 0 | 0
| 387 | Bracket band segment,vertikal plat ( Hot dip galvanis ) | 2 | 1 | 36
| 388 | Bracket Transformer cluster and adapter | 0 | 0 | 0
| 389 | Center Bracket 6 KN | 0 | 0 | 0
| 390 | Center Bracket 12.5 KN | 5 | 1 | 37
| 391 | Clevis Swinging Secondary | 4 | 1 | 38
| 392 | Compresion Conector G type 50 mm² / 70 mm² | 0 | 0 | 0
| 393 | Compresion Conector G type 70 mm² / 70 mm² | 0 | 0 | 0
| 394 | Compresion Conector G type 70 mm² / 150 mm² | 0 | 0 | 0
| 395 | Compresion Conector G type 150 mm² / 240 mm² | 3 | 1 | 39
| 396 | Compresion Conector G type 240 mm² / 240 mm² | 0 | 0 | 0
| 397 | Compresion Conector H type 50 mm² / 70 mm² | 0 | 0 | 0
| 398 | Compresion Conector H type 70 mm² / 70 mm² | 4 | 1 | 40
| 399 | Compresion Conector H type 70 mm² / 150 mm² | 0 | 0 | 0
| 400 | Compresion Conector H type 70 mm² / 240 mm² | 0 | 0 | 0
| 401 | Compresion Conector H type 150 mm² / 240 mm² | 3 | 1 | 41
| 402 | Compresion Conector H type 240 mm² / 240 mm² | 4 | 1 | 42
| 403 | Compresion Terminal Lug 35 mm² | 0 | 0 | 0
| 404 | Compresion Terminal Lug 50 mm² | 0 | 0 | 0
| 405 | Compresion Terminal Lug 70 mm² | 2 | 1 | 43
| 406 | Compresion Terminal Lug 150 mm² | 0 | 0 | 0
| 407 | Compresion Terminal Lug 240 mm² | 0 | 0 | 0
| 408 | Cross Arm Steel 1.500 mm ( UNSP 10 ) galvanis | 0 | 0 | 0
| 409 | Cross Arm Steel 2.000 mm ( UNSP 10 ) galvanis | 15 | 1 | 44
| 410 | Cross Arm Steel 3.000 mm ( UNSP 10 ) galvanis | 0 | 0 | 0
| 411 | Cross Arm Clevis | 0 | 0 | 0
| 412 | Dead End Assembly | 0 | 0 | 0
| 413 | Expanding Anchor 8.000 lbs | 0 | 0 | 0
| 414 | Expanding Anchor 10.000 lbs | 4 | 1 | 45
| 415 | Fixed Dead Assembly 25-35 mm² | 0 | 0 | 0
| 416 | Fixed Dead Assembly 50-70 mm² | 0 | 0 | 0
| 417 | Adjustable Dead End Assembly 25-35 mm² | 0 | 0 | 0
| 418 | Adjustable Dead End Assembly 50-70 mm² | 0 | 0 | 0
| 419 | Blundle protection Set 35-70 mm² | 0 | 0 | 0
| 420 | Compression Joint LVTC+ Heat Shrink 35 | 0 | 0 | 0
| 421 | Compression Joint LVTC+ Heat Shrink 50 | 0 | 0 | 0
| 422 | Compression Joint LVTC+ Heat Shrink 70 | 0 | 0 | 0
| 423 | Compression Joint LVTC+ Heat Shrink 150 | 0 | 0 | 0
| 424 | Compression Joint LVTC+ Heat Shrink 240 | 0 | 0 | 0
| 425 | Frefomed guy wire 22 mm² | 0 | 0 | 0
| 426 | Frefomed guy wire 35 mm² | 0 | 0 | 0
| 427 | Frefomed guy wire 70 mm² | 0 | 0 | 0
| 428 | Ground rod & Washer | 17 | 1 | 46
| 429 | Ground rod ⅝" x 8" Copper Weld | 3 | 1 | 47
| 430 | Ground rod ⅝" x 8" Galvanis | 0 | 0 | 0
| 431 | Ground wire Cu 16 mm² | 41.6 | 1 | 48
| 432 | Ground wire Cu 25 mm² | 0 | 0 | 0
| 433 | Ground wire Cu 50 mm² | 0 | 0 | 0
| 434 | Clamp Ground Rod ⅝" | 3 | 1 | 49
| 435 | Grounding Iron Plate Form Plat / Eart safety mats | 0 | 0 | 0
| 436 | Guy Attachment / Guy hok | 4 | 1 | 50
| 437 | Guy Wire 22 mm² | 0 | 0 | 0
| 438 | Guy Wire 35 mm² | 0 | 0 | 0
| 439 | Guy Wire 70 mm² | 48 | 1 | 51
| 440 | Hot Line Clamp ANSI C119 ( 70 s/d 240 mm2 ) | 0 | 0 | 0
| 441 | Hot Line Clamp ( 35mm² s/d 70 mm² ) | 1 | 1 | 52
| 442 | Hot Line Clamp ( 150mm² s/d 240 mm² ) | 0 | 0 | 0
| 443 | Insulating Tape | 0 | 0 | 0
| 444 | Joint sleeve 35 mm² | 0 | 0 | 0
| 445 | Joint sleeve 50 mm² | 0 | 0 | 0
| 446 | Joint sleeve 70 mm² | 0 | 0 | 0
| 447 | Joint sleeve 150 mm² | 0 | 0 | 0
| 448 | Joint sleeve 240 mm² | 0 | 0 | 0
| 449 | Kawat Bendrad 6 mm² | 0 | 0 | 0
| 450 | Kawat Las | 0 | 0 | 0
| 451 | Kousen | 4 | 1 | 53
| 452 | Large Angle Assembly 25-35 mm² | 0 | 0 | 0
| 453 | Large Angle Assembly 50-70 mm² | 0 | 0 | 0
| 454 | Lock Nut ⅝" | 37 | 1 | 54
| 455 | Loop Dead End Clamp / LC ( 35 s/d 240 ) mm² | 8 | 1 | 55
| 456 | Live Line Connector 240 mm² | 0 | 0 | 0
| 457 | Live Line Connector 150 mm² | 0 | 0 | 0
| 458 | Live Line Connector 70 mm² | 0 | 0 | 0
| 459 | Mur Baut Dinabolt 10 mm x 65 mm | 4 | 1 | 56
| 460 | Nut Timble eye ⅝" | 0 | 0 | 0
| 461 | Oval Eye Bolt ⅝" x 8" | 0 | 0 | 0
| 462 | Oval Eye Bolt ⅝" x 9" | 0 | 0 | 0
| 463 | Oval Eye Bolt ⅝" x ( 14" s/d 22" ) | 0 | 0 | 0
| 464 | Oval Eye Bolt ⅝" x 10" | 4 | 1 | 57
| 465 | Oval Eye Bolt ⅝" x 12" | 0 | 0 | 0
| 466 | Oval Eye Nut ⅝" | 12 | 1 | 58
| 467 | Parallel group clamp AL/AL 25-70 mm² | 0 | 0 | 0
| 468 | Parallel group clamp AL/AL 70-150 mm² | 0 | 0 | 0
| 469 | Parallel group clamp AL/AL 150-240 mm² | 0 | 0 | 0
| 470 | Pin adapter Insulator | 0 | 0 | 0
| 471 | Pipa PVC Putih Ukuran ¾" | 2.75 | 1 | 59
| 472 | Pipa PVC Putih Ukuran 2½" | 2 | 1 | 60
| 473 | Pipa PVC Putih Ukuran 3" | 0 | 0 | 0
| 474 | Pipa PVC Putih Ukuran 6" | 1 | 1 | 61
| 475 | Pipa Pralon 2 ½" | 0 | 0 | 0
| 476 | Pipa Pralon 3" | 0 | 0 | 0
| 477 | Knee Pipe 2 ½" | 3 | 1 | 62
| 478 | Knee Pipe 3" | 0 | 0 | 0
| 479 | Spiral Pralon 2 ½" | 0 | 0 | 0
| 480 | Spiral Pralon 3" | 0 | 0 | 0
| 481 | Pipe Cap Galvanis 2 ½" | 0 | 0 | 0
| 482 | Pipe Galvanis 2" 6' | 0 | 0 | 0
| 483 | Plastic Strap for Clamping | 0 | 0 | 0
| 484 | Plat Besi 4 mm x 4 cm x 8 cm | 0 | 0 | 0
| 485 | Pole Band Double Rack 3" atau 3 ½" | 0 | 0 | 0
| 486 | Pole Band Double Rack 4" atau 4 ½" | 0 | 0 | 0
| 487 | Pole Band Double Rack 5" atau 5 ½" | 0 | 0 | 0
| 488 | Pole Band Double Rack 6" atau 6 ½" | 0 | 0 | 0
| 489 | Pole Band Double Rack 7" atau 7 ½" | 7 | 1 | 63
| 490 | Pole Band Double Rack 8" atau 8 ½" | 0 | 0 | 0
| 491 | Pole Band Double Rack 9" atau 12" | 0 | 0 | 0
| 492 | Pole Band Double Up Side 3" atau 3 ½" | 0 | 0 | 0
| 493 | Pole Band Double Up Side 4" atau 4 ½" | 0 | 0 | 0
| 494 | Pole Band Double Up Side 5" atau 5 ½" | 0 | 0 | 0
| 495 | Pole Band Double Up Side 6" atau 6 ½" | 0 | 0 | 0
| 496 | Pole Band Double Up Side 7" atau 7 ½" | 0 | 0 | 0
| 497 | Pole Band Double Up Side 8" atau 8 ½" | 0 | 0 | 0
| 498 | Pole Band Double Up Side 9" atau 12" | 0 | 0 | 0
| 499 | Pole Band Single Rack 3" atau 3 ½" | 0 | 0 | 0
| 500 | Pole Band Single Rack 4" atau 4 ½" | 0 | 0 | 0
| 501 | Pole Band Single Rack 5" atau 5 ½" | 0 | 0 | 0
| 502 | Pole Band Single Rack 6" atau 6 ½" | 0 | 0 | 0
| 503 | Pole Band Single Rack 7" atau 7 ½" | 12 | 1 | 64
| 504 | Pole Band Single Rack 8" atau 8 ½" | 0 | 0 | 0
| 505 | Pole Band Single Rack 9" atau 12" | 0 | 0 | 0
| 506 | Pole Band Single Up Side 3" atau 3 ½" | 0 | 0 | 0
| 507 | Pole Band Single Up Side 4" atau 4 ½" | 0 | 0 | 0
| 508 | Pole Band Single Up Side 5" atau 5 ½" | 0 | 0 | 0
| 509 | Pole Band Single Up Side 6" atau 6 ½" | 0 | 0 | 0
| 510 | Pole Band Single Up Side 7" atau 7 ½" | 0 | 0 | 0
| 511 | Pole Band Single Up Side 8" atau 8 ½" | 0 | 0 | 0
| 512 | Pole Band Single Up Side 9" atau 12" | 0 | 0 | 0
| 513 | Primary Angle Clamp ( 35 s/d 70 ) mm² | 0 | 0 | 0
| 514 | Primary Angle Clamp ( 150 s/d 240 ) mm² | 0 | 0 | 0
| 515 | Primary Dead End Clamp ( 35 s/d 70 ) mm² | 0 | 0 | 0
| 516 | Primary Dead End Clamp ( 70 s/d 150 ) mm² | 0 | 0 | 0
| 517 | Primary Dead End Clamp ( 150 s/d 240 ) mm² | 0 | 0 | 0
| 518 | Rod Anchor ¾" x 8' | 4 | 1 | 65
| 519 | Rod Anchor ⅝" x 7' | 0 | 0 | 0
| 520 | Schackle Anchor ⅝" | 12 | 1 | 66
| 521 | Side Bracket | 0 | 0 | 0
| 522 | Split Plastic Sleve ( Tutup Kabel ) | 0 | 0 | 0
| 523 | Spool Insulator ANSI 53 - 2 | 5 | 1 | 67
| 524 | Spool Insulator ANSI 53 - 4 | 4 | 1 | 68
| 525 | Stainless Steel Strap 20 x 0.7 mm | 17.4 | 1 | 69
| 526 | Steel L 70 x 70 x 7 x 780 mm galvanis | 0 | 0 | 0
| 527 | Steel L 70 x 70 x 7 x 1.000 mm galvanis | 0 | 0 | 0
| 528 | Steel L 70 x 70 x 7 x 1.250 mm galvanis | 0 | 0 | 0
| 529 | Steel L 70 x 70 x 7 x 1.682 mm galvanis | 0 | 0 | 0
| 530 | Steel L 70 x 70 x 7 x 3.000 mm galvanis | 0 | 0 | 0
| 531 | Steel Channel C NP 8 x 1.750 | 0 | 0 | 0
| 532 | Steel Channel C NP 8 x 1.250 | 0 | 0 | 0
| 533 | Steel Channel C NP 8 x 1.390 | 0 | 0 | 0
| 534 | Stopping Buckle / Yokes | 21 | 1 | 70
| 535 | Strain Clamp A3C, ACSR 25-70 mm² | 0 | 0 | 0
| 536 | Strain Clamp A3C, ACSR 70-150 mm² | 0 | 0 | 0
| 537 | Strain Clamp A3C, ACSR 150-240 mm² | 0 | 0 | 0
| 538 | Strain Clamp A3C, ACSR 240-400 mm² | 0 | 0 | 0
| 539 | Suspension / Small Angle Assembly | 0 | 0 | 0
| 540 | Suspension Clamp AL | 0 | 0 | 0
| 541 | Suspension Clamp Plastic | 0 | 0 | 0
| 542 | Suspension Clamp Bracket / Pole Bracket | 0 | 0 | 0
| 543 | Strain Clamp Wedge 25 - 35 mm2 | 0 | 0 | 0
| 544 | Strain Clamp Wedge 25-70 mm² | 0 | 0 | 0
| 545 | Strain Clamp Wedge 50 - 70 mm2 | 0 | 0 | 0
| 546 | Strain Clamp Wedge 70-150 mm² | 0 | 0 | 0
| 547 | Tap connector ( 35 s/d 70 ) mm² | 0 | 0 | 0
| 548 | Tap connector ( 35 s/d 150 ) mm² | 0 | 0 | 0
| 549 | Tap connector ( 70 s/d 150 ) mm² | 0 | 0 | 0
| 550 | Tap connector ( 70 s/d 240 ) mm² | 0 | 0 | 0
| 551 | Tension Bracket | 0 | 0 | 0
| 552 | Link | 0 | 0 | 0
| 553 | Plastic Strap / Cable Ties | 0 | 0 | 0
| 554 | Three Bolt Clamp | 8 | 1 | 71
| 555 | Tie Wire # 4 / Alluminium bonding wire # 20 | 34.6 | 1 | 72
| 556 | U Bolt Connector | 0 | 0 | 0
| 557 | Washer Round ⅜" | 0 | 0 | 0
| 558 | Washer Square 2 ¼" | 77 | 1 | 73
| 559 | JOINT;20kV;AL-AL;3x150mm2; 1P; (Cold Shrink+ShearBolt) | 0 | 0 | 0
| 560 | JOINT;20kV;AL-AL;3x240mm2; 1P; (Cold Shrink+ShearBolt) | 0 | 0 | 0
| 561 | JOINT;20kV;AL-AL;3x300mm2; 1P; (Cold Shrink+ShearBolt) | 0 | 0 | 0
| 562 | JOINT;20kV;AL-AL;3x150mm2; 3P; (Cold Shrink+ShearBolt) | 0 | 0 | 0
| 563 | JOINT;20kV;AL-AL;3X240mm2;3P; (Cold Shrink+Shearbolt) | 0 | 0 | 0
| 564 | JOINT;20kV;AL-AL,3X300mm2;;3P;(Coldshrink+Shearbolt) | 0 | 0 | 0
| 565 | JOINT;20kV;AL-AL;3X240-3X300mm2;;3P;(Coldshrink+Shearbolt) | 0 | 0 | 0
| 566 | TERM;20kV;AL;3P;3X150mm2;NON ISO;ID (Coldshrink+Shearbolt) | 1 | 1 | 74
| 567 | TERM;20kV;AL;3P;3X240mm2;NON ISO;ID (Coldshrink+Shearbolt) | 0 | 0 | 0
| 568 | TERM;20kV;AL;3P;3X300mm2;NON ISO;ID (Coldshrink+Shearbolt) | 0 | 0 | 0
| 569 | TERM;20kV;AL;3P;3X150mm2;NON ISO;OD (Coldshrink+Shearbolt) | 1 | 1 | 75
| 570 | TERM;20kV;AL;3P;3X240mm2;NON ISO;OD (Coldshrink+Shearbolt) | 0 | 0 | 0
| 571 | TERM;20kV;AL;3P;3X300mm2;NON ISO;OD (Coldshrink+Shearbolt) | 0 | 0 | 0
| 572 | TERM;20kV;JR;AL-CU;3P;3X1X150mm2;NON ISO;OD (Cold Shrink +ShearBolt) | 0 | 0 | 0
| 573 | TERM;20kV;JR;AL-CU;3P;3X1X240mm2;NON ISO;OD (Cold Shrink +ShearBolt) | 0 | 0 | 0
| 574 | TERM;20kV;JR;AL-CU;3P;3X1X300mm2;NON ISO;OD (Cold Shrink +ShearBolt) | 0 | 0 | 0
| 575 | TERM;20kV;JR;AL-CU;3P;3X1X240mm2;NON ISO;ID (Cold Shrink +ShearBolt) | 0 | 0 | 0
| 576 | TERM;20kV;JR;AL-CU;3P;3X1x150mm2;ISO LBOW;ID (Cold Shrink +ShearBolt) | 0 | 0 | 0
| 577 | TERM;20kV;JR;AL-CU;3P;3X240mm2;ISO LBOW;ID (Cold Shrink +ShearBolt) | 0 | 0 | 0
| 578 | TERM;20kV;JR;AL-CU;3P;3X300mm2;ISO LBOW;ID (Cold Shrink +ShearBolt) | 0 | 0 | 0
| 579 | TERM;20kV;CUB;CU;3P;3X1X35mm2;ISO LBOW;ID (Cold Shrink +ShearBolt) | 0 | 0 | 0
| 580 | TERM;20kV;TRF;CU;3P;3X1X35mm2;ISO STRG;ID;TRF (Cold Shrink +ShearBolt) | 0 | 0 | 0
| 581 | TERM;20kV;CUB;Cu;3P;3X1X35mm2;NON ISO;ID (Coldshrink+Shearbolt) | 0 | 0 | 0
| 582 | TERM;20kV;TRF;CU;3P;3X1X35mm2;NON ISO;ID (Cold Shrink +ShearBolt) | 0 | 0 | 0
| 583 | TERM;20kV;TRF;CU;3P;3X1X35mm2;NON ISO;OD (Cold Shrink +ShearBolt) | 0 | 0 | 0
| 584 | Suplement kit XLPE-PILC 3 x 150-240 mm² | 0 | 0 | 0
| 585 | Suplement kit XLPE-PILC 3 x 300-400 mm² | 0 | 0 | 0
| 586 | Suplement kit XLPE-PILC 3 x 150-240 mm² (IJKA) | 0 | 0 | 0
| 587 | Klem beugel bevesteging 8 x 6" | 0 | 0 | 0
| 588 | Klem beugel ⅞" | 4 | 1 | 76
| 589 | Pipa PVC ½" | 5.5 | 1 | 77
| 590 | Pipa PVC ¾" panjang 4 meter | 0 | 0 | 0
| 591 | Pipa PVC 3" panjang 4 meter | 0 | 0 | 0
| 592 | Pipa PVC 6" panjang 4 meter | 0 | 0 | 0
| 593 | Pipa Besi Galvanis 3" Tebal 4 mm Panjang 6 Meter | 0 | 0 | 0
| 594 | Pipa shock PVC | 0 | 0 | 0
| 595 | Tanda urutan Fasa untuk kabel | 3 | 1 | 78
| 596 | Stainless steel strap | 0 | 0 | 0
| 597 | Tanda Kabel TM | 0 | 0 | 0
| 598 | Antena 9 dBi | 0 | 0 | 0
| 599 | Modem SCADA 4G | 0 | 0 | 0
| 600 | Battery 12 V/ 7 Ah | 0 | 0 | 0
| 601 | Battery 12 V/12 Ah | 0 | 0 | 0
| 602 | Battery 12 V/17 Ah | 0 | 0 | 0
| 603 | Baterai 12 Vdc - 65 Ah | 0 | 0 | 0
| 604 | Battery 12 V/120 Ah | 0 | 0 | 0
| 605 | Kabel komunikasi RS485 | 0 | 0 | 0
| 606 | Converter RS 485 to RS 232 | 0 | 0 | 0
| 607 | Gateway Keypoint | 0 | 0 | 0
| 608 | Concentrator RTU | 0 | 0 | 0
| 609 | Power Meter Digital 3 Fasa | 0 | 0 | 0
| 610 | Lampu Indikator 110 Vdc | 0 | 0 | 0
| 611 | NYYHY 12 x 1.5 mm2 | 0 | 0 | 0
| 612 | Strap For Clamping, Type Insulator | 0 | 0 | 0
| 613 | Suspension Clamp | 0 | 0 | 0
| 614 | U-Bolt | 0 | 0 | 0
| 615 | Fixation Device | 0 | 0 | 0
| 616 | Yoke | 0 | 0 | 0
| 617 | Shackle | 0 | 0 | 0
| 618 | Parralel Groove Clamp | 0 | 0 | 0
| 619 | Strain Clamp Bolted Type | 0 | 0 | 0
| 620 | Turn Buckle | 0 | 0 | 0
| 621 | Strain Hinge | 0 | 0 | 0
| 622 | Compresion Conector G type 50 mm² / 50 mm² CU | 0 | 0 | 0
| 623 | H Type Connector 50/50 mm² Cu | 0 | 0 | 0
| 624 | Cooper Strip 50 mm² Insulated Ground Colour | 0 | 0 | 0
| 625 | PVC Pipe 150 mm² | 0 | 0 | 0
| 626 | Protective Plastic | 0 | 0 | 0
| 627 | Link 50 x 25 mm | 0 | 0 | 0
| 628 | Strapping Buckle | 0 | 0 | 0
| 629 | Stainless Steel Strap 20mm x 0.7 mm | 0 | 0 | 0
| 630 | Terminal Lug For 50 mm² CU Conductor | 0 | 0 | 0
| 631 | Stainless Steel Bolt 12 x 45 | 0 | 0 | 0
| 632 | Set Of Cable Terminator For 3x150aac+90 st | 0 | 0 | 0
| 633 | Terminal Lug For 150 mm² CU conductor | 0 | 0 | 0
| 634 | H Type Connector | 0 | 0 | 0
| 635 | Three Pole Outdoor Terminator For 3x240 mm² AL XLPE U/G CABLE | 0 | 0 | 0
| 636 | Baut Mur Stainless M12 x 45 mm | 0 | 0 | 0
| 637 | Support Assembly For TIC Terminator | 0 | 0 | 0
| 638 | Single Support On Single Pole 2000mm | 0 | 0 | 0
| 639 | U-Ditch Ukuran 300 x 300 x 1200 mm | 0 | 0 | 0
| 640 | U-Ditch Ukuran 400 x 400 x 1200 mm | 0 | 0 | 0
| 641 | U-Ditch Ukuran 300 x 400 x 1200 mm | 0 | 0 | 0
| 642 | U-Ditch Ukuran 300 x 500 x 1200 mm | 0 | 0 | 0
| 643 | U-Ditch Ukuran 400 x 500 x 1200 mm | 0 | 0 | 0
| 644 | U-Ditch Ukuran 400 x 600 x 1200 mm | 0 | 0 | 0
| 645 | U-Ditch Ukuran 500 x 500 x 1200 mm | 0 | 0 | 0
| 646 | U-Ditch Ukuran 500 x 600 x 1200 mm | 0 | 0 | 0
| 647 | U-Ditch Ukuran 500 x 700 x 1200 mm | 0 | 0 | 0
| 648 | U-Ditch Ukuran 600 x 600 x 1200 mm | 0 | 0 | 0
| 649 | U-Ditch Ukuran 600 x 700 x 1200 mm | 0 | 0 | 0
| 650 | U-Ditch Ukuran 600 x 800 x 1200 mm | 0 | 0 | 0
| 651 | U-Ditch Ukuran 1000 x 1000 x 1200 mm | 0 | 0 | 0
| 652 | Tutup U-Ditch Ukuran 300 x 600 mm Light Duty | 0 | 0 | 0
| 653 | Tutup U-Ditch Ukuran 400 x 600 mm Light Duty | 0 | 0 | 0
| 654 | Tutup U-Ditch Ukuran 500 x 600 mm Light Duty | 0 | 0 | 0
| 655 | Tutup U-Ditch Ukuran 600 x 600 mm Light Duty | 0 | 0 | 0
| 656 | Tutup U-Ditch Ukuran 300 x 600 mm Heavy Duty | 0 | 0 | 0
| 657 | Tutup U-Ditch Ukuran 400 x 600 mm Heavy Duty | 0 | 0 | 0
| 658 | Tutup U-Ditch Ukuran 500 x 600 mm Heavy Duty | 0 | 0 | 0
| 659 | Tutup U-Ditch Ukuran 600 x 600 mm Heavy Duty | 0 | 0 | 0
| 660 | Tutup U-Ditch Ukuran 1000 x 600 mm Heavy Duty | 0 | 0 | 0
| 661 | Urugan Pasir Padat | 0 | 0 | 0
| 662 | Pembuatan Lantai Kerja | 0 | 0 | 0
| 663 | Pembuatan Beton Bertulang K225 | 0 | 0 | 0
| 664 | Pembuatan Tutup Beton Bertulang K225 | 0 | 0 | 0
| 665 | Besi Siku 70 untuk Tray Kabel Power | 0 | 0 | 0
| 666 | Mur Baut Ring Plat Ring Per Stainless Steel Ukuran 19 mm | 0 | 0 | 0
| 667 | Joint AL/CU 70-70 mm2 | 0 | 0 | 0
| 668 | Cover Bushing Arrester | 0 | 0 | 0
| 669 | Treeguard | 0 | 0 | 0
| 670 | Cover Bushing Trafo | 0 | 0 | 0
| 671 | Cover Bushing FCO | 0 | 0 | 0
| 672 | Seng Matahari | 0 | 0 | 0
| 673 | Ijuk | 0 | 0 | 0
| 674 | Caping Skur | 0 | 0 | 0
| 675 |  | 0 | 0 | 0
| 676 |  | 0 | 0 | 0
| 677 |  | 0 | 0 | 0
Note on B7: SAEFUDIN: SHORT PADA BAGIAN NOMOR, HILANGKAN CENTANG PADA "BLANKS"

## REKAP TIANG
PT. PLN ( PERSERO )
UNIT INDUK DISTRIBUSI JAWA TENGAH & DI YOGYAKARTA
UP3 DEMAK
REKAP KEBUTUHAN TIANG
|  |  |  | Pekerjaan | : | PB An. PT Aesthetic And Health Beauty (Jatengland)
|  |  |  | Lokasi | : | Jateng Land Industrial Park Sayung, Kab. Demak
|  |  |  | Pelaksana | : | PT. PLN (PERSERO) UP3 DEMAK
|  |  |  | Anggaran | : | SAR 2024
| NO | URAIAN | GOL | SAT | VOL | HARGA SATUAN | BIAYA YANG DIPERLUKAN ( Rp )
[7 empty] | MDU | HARDWARE | JASA | JUMLAH
[7 empty] | 0 | 0 | 0 | 0
| + | REKAP TIANG |  |  |  |  | 0 | 0 | 0 | 0
1 | 1 | Tiang Beton 14M-350 daN+E | HDW | Btg | 7 | 8259559 | 0 | 57816913 | 0 | 57816913
2 |  |  |  | 0 |  | 0 | 0 | 0 | 0 | 0
3 |  |  |  | 0 |  | 0 | 0 | 0 | 0 | 0
4 |  |  |  | 0 |  | 0 | 0 | 0 | 0 | 0
5 |  |  |  | 0 |  | 0 | 0 | 0 | 0 | 0
6 |  |  |  | 0 |  | 0 | 0 | 0 | 0 | 0
7 |  |  |  | 0 |  | 0 | 0 | 0 | 0 | 0
8 |  |  |  | 0 |  | 0 | 0 | 0 | 0 | 0
9 |  |  |  | 0 |  | 0 | 0 | 0 | 0 | 0
10 |  |  |  | 0 |  | 0 | 0 | 0 | 0 | 0
11 |  |  |  | 0 |  | 0 | 0 | 0 | 0 | 0
12 |  |  |  | 0 |  | 0 | 0 | 0 | 0 | 0
13 |  |  |  | 0 |  | 0 | 0 | 0 | 0 | 0
14 |  |  |  | 0 |  | 0 | 0 | 0 | 0 | 0
15 |  |  |  | 0 |  | 0 | 0 | 0 | 0 | 0
16 |  |  |  | 0 |  | 0 | 0 | 0 | 0 | 0
17 |  |  |  | 0 |  | 0 | 0 | 0 | 0 | 0
18 |  |  |  | 0 |  | 0 | 0 | 0 | 0 | 0
19 |  |  |  | 0 |  | 0 | 0 | 0 | 0 | 0
20 |  |  |  | 0 |  | 0 | 0 | 0 | 0 | 0
[5 empty] | 0 |  | 0 | 0 | 0 | 0
|  | Jumlah MDU - Hardware - Jasa |  |  |  | : | 0 | 57816913 | 0 | 57816913
|  | PPN 10% |  |  |  | : | 0 | 5781691.3 | 0 | 5781691.3
|  | Jumlah Total |  |  |  | : | 0 | 63598604.3 | 0 | 63598604.3
#NAME?
#NAME?
Harga yang dipakai adalah RAB HSS 2024
| NO | JENIS TIANG
| 1 | Tiang Beton 9M-200 daN+E | 0 | 0 | 0
| 2 | Tiang Beton 11M-200 daN+E | 0 | 0 | 0
| 3 | Tiang Beton 12M-200 daN+E | 0 | 0 | 0
| 4 | Tiang Beton 12M-350 daN+E | 0 | 0 | 0
| 5 | Tiang Beton 13M-350 daN+E | 0 | 0 | 0
| 6 | Tiang Beton 14M-350 daN+E | 7 | 1 | 1
| 7 |  | 0 | 0 | 0
| 8 |  | 0 | 0 | 0
| 9 |  | 0 | 0 | 0
| 10 |  | 0 | 0 | 0
| 11 |  | 0 | 0 | 0
| 12 |  | 0 | 0 | 0
| 13 |  | 0 | 0 | 0
| 14 |  | 0 | 0 | 0
| 15 |  | 0 | 0 | 0
| 16 |  | 0 | 0 | 0
| 17 |  | 0 | 0 | 0
| 18 |  | 0 | 0 | 0
| 19 |  | 0 | 0 | 0
| 20 |  | 0 | 0 | 0
Note on B11: SAEFUDIN: SHORT PADA BAGIAN NOMOR, HILANGKAN CENTANG PADA "BLANKS"

## REKAP MDU
PT. PLN ( PERSERO )
UNIT INDUK DISTRIBUSI JAWA TENGAH & DI YOGYAKARTA
UP3 DEMAK
REKAP MDU
|  |  |  | Pekerjaan | : | PB An. PT Aesthetic And Health Beauty (Jatengland)
|  |  |  | Lokasi | : | Jateng Land Industrial Park Sayung, Kab. Demak
|  |  |  | Pelaksana | : | PT. PLN (PERSERO) UP3 DEMAK
|  |  |  | Anggaran | : | SAR 2024
| NO | URAIAN | GOL | SAT | VOL | HARGA SATUAN | BIAYA YANG DIPERLUKAN ( Rp )
[7 empty] | MDU | HARDWARE | JASA | JUMLAH
[7 empty] | 0 | 0 | 0 | 0
| + | REKAP MDU |  |  |  |  | 0 | 0 | 0 | 0
1 | 1 | KWH Elektronik; 1P; 2W; 230 V; 5(40) A; kls 1 (combo); register drum | MDU-KD | Bh | 1 | 162966 | 162966 | 0 | 0 | 162966
2 | 2 | KWH Elektronik; 3P; 4W; 57.7-100V/220-400V; 5(10) A; kls 0.5 (Pengukuran Tidak Langsung) | MDU-KD | Bh | 1 | 1952952 | 1952952 | 0 | 0 | 1952952
3 | 3 | MCB 1 Fasa 10 A | MDU-KD | Bh | 1 | 37170 | 37170 | 0 | 0 | 37170
4 | 4 | Smart Box Tidak Langsung Daya TM | MDU-KD | Unit | 1 | 4807679 | 4807679 | 0 | 0 | 4807679
5 | 5 | Air Insulated LBS Motorized;24KV;630A;Min-16KA | MDU-KD | Cell | 1 | 51851823 | 51851823 | 0 | 0 | 51851823
6 | 6 | Air Insulated CBOG Motorized+Metering;20KV;630A;Min-16KA | MDU-KD | Cell | 1 | 254142159 | 254142159 | 0 | 0 | 254142159
7 | 7 | Trafo 1 Fasa CSP 50 kVA | MDU-KD | Bh | 1 | 34184115 | 34184115 | 0 | 0 | 34184115
8 | 8 | Lightning Arester (Polymer) 21 KV, 10 KA | MDU-KD | Bh | 3 | 633818 | 1901454 | 0 | 0 | 1901454
9 | 9 | Isolator Tumpu ( Pin Post ) 20 KV Porcelain | MDU-KD | Bh | 11 | 243753 | 2681283 | 0 | 0 | 2681283
10 | 10 | Isolator Tumpu ( Line Post ) 20 KV | MDU-KD | Bh | 6 | 235202 | 1411212 | 0 | 0 | 1411212
11 | 11 | Isolator Tarik ( Porcelain ) 20 KV + Primary Dead End Clamp 150-240 mm² | MDU-KD | Set | 12 | 557575 | 6690900 | 0 | 0 | 6690900
12 | 12 | AAAC 70 mm² | MDU-KD | Mtr | 6 | 13967 | 83802 | 0 | 0 | 83802
13 | 13 | AAAC 150 mm² | MDU-KD | Mtr | 355.1 | 24827 | 8816067.7 | 0 | 0 | 8816067.7
14 | 14 | AAAC 240 mm² | MDU-KD | Mtr | 1065.3 | 36183 | 38545749.9 | 0 | 0 | 38545749.9
15 | 15 | AAAC/S 70 mm² | MDU-KD | Mtr | 12 | 16324 | 195888 | 0 | 0 | 195888
16 | 16 | NFA2X-T 2 x 70 + N 50 mm² | MDU-KD | Mtr | 2 | 49525 | 99050 | 0 | 0 | 99050
17 | 17 | NFA2X 2 x 16 mm² | MDU-KD | Mtr | 35 | 7271 | 254485 | 0 | 0 | 254485
18 | 18 | Kabel NYY 1 x 70 mm² | MDU-KD | Mtr | 30 | 121773 | 3653190 | 0 | 0 | 3653190
19 | 19 | Kabel NA2XSEYBY 20 KV, 3 x 150 mm² | MDU-KD | Mtr | 30 | 445036 | 13351080 | 0 | 0 | 13351080
20 |  |  |  | 0 |  | 0 | 0 | 0 | 0 | 0
21 |  |  |  | 0 |  | 0 | 0 | 0 | 0 | 0
22 |  |  |  | 0 |  | 0 | 0 | 0 | 0 | 0
23 |  |  |  | 0 |  | 0 | 0 | 0 | 0 | 0
24 |  |  |  | 0 |  | 0 | 0 | 0 | 0 | 0
25 |  |  |  | 0 |  | 0 | 0 | 0 | 0 | 0
26 |  |  |  | 0 |  | 0 | 0 | 0 | 0 | 0
27 |  |  |  | 0 |  | 0 | 0 | 0 | 0 | 0
28 |  |  |  | 0 |  | 0 | 0 | 0 | 0 | 0
29 |  |  |  | 0 |  | 0 | 0 | 0 | 0 | 0
30 |  |  |  | 0 |  | 0 | 0 | 0 | 0 | 0
31 |  |  |  | 0 |  | 0 | 0 | 0 | 0 | 0
32 |  |  |  | 0 |  | 0 | 0 | 0 | 0 | 0
33 |  |  |  | 0 |  | 0 | 0 | 0 | 0 | 0
34 |  |  |  | 0 |  | 0 | 0 | 0 | 0 | 0
35 |  |  |  | 0 |  | 0 | 0 | 0 | 0 | 0
36 |  |  |  | 0 |  | 0 | 0 | 0 | 0 | 0
37 |  |  |  | 0 |  | 0 | 0 | 0 | 0 | 0
38 |  |  |  | 0 |  | 0 | 0 | 0 | 0 | 0
39 |  |  |  | 0 |  | 0 | 0 | 0 | 0 | 0
40 |  |  |  | 0 |  | 0 | 0 | 0 | 0 | 0
41 |  |  |  | 0 |  | 0 | 0 | 0 | 0 | 0
42 |  |  |  | 0 |  | 0 | 0 | 0 | 0 | 0
43 |  |  |  | 0 |  | 0 | 0 | 0 | 0 | 0
44 |  |  |  | 0 |  | 0 | 0 | 0 | 0 | 0
45 |  |  |  | 0 |  | 0 | 0 | 0 | 0 | 0
46 |  |  |  | 0 |  | 0 | 0 | 0 | 0 | 0
47 |  |  |  | 0 |  | 0 | 0 | 0 | 0 | 0
48 |  |  |  | 0 |  | 0 | 0 | 0 | 0 | 0
49 |  |  |  | 0 |  | 0 | 0 | 0 | 0 | 0
50 |  |  |  | 0 |  | 0 | 0 | 0 | 0 | 0
51 |  |  |  | 0 |  | 0 | 0 | 0 | 0 | 0
52 |  |  |  | 0 |  | 0 | 0 | 0 | 0 | 0
53 |  |  |  | 0 |  | 0 | 0 | 0 | 0 | 0
54 |  |  |  | 0 |  | 0 | 0 | 0 | 0 | 0
55 |  |  |  | 0 |  | 0 | 0 | 0 | 0 | 0
56 |  |  |  | 0 |  | 0 | 0 | 0 | 0 | 0
57 |  |  |  | 0 |  | 0 | 0 | 0 | 0 | 0
58 |  |  |  | 0 |  | 0 | 0 | 0 | 0 | 0
59 |  |  |  | 0 |  | 0 | 0 | 0 | 0 | 0
60 |  |  |  | 0 |  | 0 | 0 | 0 | 0 | 0
61 |  |  |  | 0 |  | 0 | 0 | 0 | 0 | 0
62 |  |  |  | 0 |  | 0 | 0 | 0 | 0 | 0
63 |  |  |  | 0 |  | 0 | 0 | 0 | 0 | 0
64 |  |  |  | 0 |  | 0 | 0 | 0 | 0 | 0
65 |  |  |  | 0 |  | 0 | 0 | 0 | 0 | 0
66 |  |  |  | 0 |  | 0 | 0 | 0 | 0 | 0
67 |  |  |  | 0 |  | 0 | 0 | 0 | 0 | 0
68 |  |  |  | 0 |  | 0 | 0 | 0 | 0 | 0
69 |  |  |  | 0 |  | 0 | 0 | 0 | 0 | 0
70 |  |  |  | 0 |  | 0 | 0 | 0 | 0 | 0
71 |  |  |  | 0 |  | 0 | 0 | 0 | 0 | 0
72 |  |  |  | 0 |  | 0 | 0 | 0 | 0 | 0
73 |  |  |  | 0 |  | 0 | 0 | 0 | 0 | 0
74 |  |  |  | 0 |  | 0 | 0 | 0 | 0 | 0
75 |  |  |  | 0 |  | 0 | 0 | 0 | 0 | 0
76 |  |  |  | 0 |  | 0 | 0 | 0 | 0 | 0
77 |  |  |  | 0 |  | 0 | 0 | 0 | 0 | 0
78 |  |  |  | 0 |  | 0 | 0 | 0 | 0 | 0
79 |  |  |  | 0 |  | 0 | 0 | 0 | 0 | 0
80 |  |  |  | 0 |  | 0 | 0 | 0 | 0 | 0
81 |  |  |  | 0 |  | 0 | 0 | 0 | 0 | 0
82 |  |  |  | 0 |  | 0 | 0 | 0 | 0 | 0
83 |  |  |  | 0 |  | 0 | 0 | 0 | 0 | 0
84 |  |  |  | 0 |  | 0 | 0 | 0 | 0 | 0
85 |  |  |  | 0 |  | 0 | 0 | 0 | 0 | 0
86 |  |  |  | 0 |  | 0 | 0 | 0 | 0 | 0
87 |  |  |  | 0 |  | 0 | 0 | 0 | 0 | 0
88 |  |  |  | 0 |  | 0 | 0 | 0 | 0 | 0
89 |  |  |  | 0 |  | 0 | 0 | 0 | 0 | 0
90 |  |  |  | 0 |  | 0 | 0 | 0 | 0 | 0
91 |  |  |  | 0 |  | 0 | 0 | 0 | 0 | 0
92 |  |  |  | 0 |  | 0 | 0 | 0 | 0 | 0
93 |  |  |  | 0 |  | 0 | 0 | 0 | 0 | 0
94 |  |  |  | 0 |  | 0 | 0 | 0 | 0 | 0
95 |  |  |  | 0 |  | 0 | 0 | 0 | 0 | 0
96 |  |  |  | 0 |  | 0 | 0 | 0 | 0 | 0
97 |  |  |  | 0 |  | 0 | 0 | 0 | 0 | 0
98 |  |  |  | 0 |  | 0 | 0 | 0 | 0 | 0
99 |  |  |  | 0 |  | 0 | 0 | 0 | 0 | 0
100 |  |  |  | 0 |  | 0 | 0 | 0 | 0 | 0
101 |  |  |  | 0 |  | 0 | 0 | 0 | 0 | 0
102 |  |  |  | 0 |  | 0 | 0 | 0 | 0 | 0
103 |  |  |  | 0 |  | 0 | 0 | 0 | 0 | 0
104 |  |  |  | 0 |  | 0 | 0 | 0 | 0 | 0
105 |  |  |  | 0 |  | 0 | 0 | 0 | 0 | 0
106 |  |  |  | 0 |  | 0 | 0 | 0 | 0 | 0
107 |  |  |  | 0 |  | 0 | 0 | 0 | 0 | 0
108 |  |  |  | 0 |  | 0 | 0 | 0 | 0 | 0
109 |  |  |  | 0 |  | 0 | 0 | 0 | 0 | 0
110 |  |  |  | 0 |  | 0 | 0 | 0 | 0 | 0
111 |  |  |  | 0 |  | 0 | 0 | 0 | 0 | 0
112 |  |  |  | 0 |  | 0 | 0 | 0 | 0 | 0
113 |  |  |  | 0 |  | 0 | 0 | 0 | 0 | 0
114 |  |  |  | 0 |  | 0 | 0 | 0 | 0 | 0
115 |  |  |  | 0 |  | 0 | 0 | 0 | 0 | 0
116 |  |  |  | 0 |  | 0 | 0 | 0 | 0 | 0
117 |  |  |  | 0 |  | 0 | 0 | 0 | 0 | 0
118 |  |  |  | 0 |  | 0 | 0 | 0 | 0 | 0
119 |  |  |  | 0 |  | 0 | 0 | 0 | 0 | 0
120 |  |  |  | 0 |  | 0 | 0 | 0 | 0 | 0
121 |  |  |  | 0 |  | 0 | 0 | 0 | 0 | 0
122 |  |  |  | 0 |  | 0 | 0 | 0 | 0 | 0
123 |  |  |  | 0 |  | 0 | 0 | 0 | 0 | 0
124 |  |  |  | 0 |  | 0 | 0 | 0 | 0 | 0
125 |  |  |  | 0 |  | 0 | 0 | 0 | 0 | 0
126 |  |  |  | 0 |  | 0 | 0 | 0 | 0 | 0
127 |  |  |  | 0 |  | 0 | 0 | 0 | 0 | 0
128 |  |  |  | 0 |  | 0 | 0 | 0 | 0 | 0
129 |  |  |  | 0 |  | 0 | 0 | 0 | 0 | 0
130 |  |  |  | 0 |  | 0 | 0 | 0 | 0 | 0
131 |  |  |  | 0 |  | 0 | 0 | 0 | 0 | 0
132 |  |  |  | 0 |  | 0 | 0 | 0 | 0 | 0
133 |  |  |  | 0 |  | 0 | 0 | 0 | 0 | 0
134 |  |  |  | 0 |  | 0 | 0 | 0 | 0 | 0
135 |  |  |  | 0 |  | 0 | 0 | 0 | 0 | 0
136 |  |  |  | 0 |  | 0 | 0 | 0 | 0 | 0
137 |  |  |  | 0 |  | 0 | 0 | 0 | 0 | 0
138 |  |  |  | 0 |  | 0 | 0 | 0 | 0 | 0
139 |  |  |  | 0 |  | 0 | 0 | 0 | 0 | 0
140 |  |  |  | 0 |  | 0 | 0 | 0 | 0 | 0
141 |  |  |  | 0 |  | 0 | 0 | 0 | 0 | 0
142 |  |  |  | 0 |  | 0 | 0 | 0 | 0 | 0
143 |  |  |  | 0 |  | 0 | 0 | 0 | 0 | 0
144 |  |  |  | 0 |  | 0 | 0 | 0 | 0 | 0
145 |  |  |  | 0 |  | 0 | 0 | 0 | 0 | 0
146 |  |  |  | 0 |  | 0 | 0 | 0 | 0 | 0
147 |  |  |  | 0 |  | 0 | 0 | 0 | 0 | 0
148 |  |  |  | 0 |  | 0 | 0 | 0 | 0 | 0
149 |  |  |  | 0 |  | 0 | 0 | 0 | 0 | 0
150 |  |  |  | 0 |  | 0 | 0 | 0 | 0 | 0
|  | Jumlah MDU - Hardware - Jasa |  |  |  | : | 424823025.6 | 0 | 0 | 424823025.6
|  | PPN 10% |  |  |  | : | 42482302.56 | 0 | 0 | 42482302.56
|  | Jumlah Total |  |  |  | : | 467305328.16 | 0 | 0 | 467305328.16
#NAME?
#NAME?
Harga yang dipakai adalah RAB HSS 2024
| NO | JENIS MDU
| 1 | KWH MPB; 1P;230V;5(60)A;1;2W | 0 | 0 | 0
| 2 | KWH MPB; 3P; 4W; 230/400 V; 5(80) A; Class 1 | 0 | 0 | 0
| 3 | KWH Elektronik; 1P; 2W; 230 V; 5(40) A; kls 1 (combo); register drum | 1 | 1 | 1
| 4 | KWH Elektronik; 3P; 4W; 57.7-100V/220-400V; 5 A; kls 0.2 (meter pembanding) | 0 | 0 | 0
| 5 | KWH Elektronik; 3P; 4W; 220/380V; 5(80) A; kls 1 (Pengukuran Langsung) | 0 | 0 | 0
| 6 | KWH Elektronik; 3P; 4W; 57.7-100V/220-400V; 5(10) A; kls 0.5 (Pengukuran Tidak Langsung) | 1 | 1 | 2
| 7 | KWH Elektronik; 3P; 4W; 220/380V; 5(10); kls 1 (Pengukuran Tidak Langsung) | 0 | 0 | 0
| 8 | MCB 1 Fasa 2 A | 0 | 0 | 0
| 9 | MCB 1 Fasa 4 A | 0 | 0 | 0
| 10 | MCB 1 Fasa 6 A | 0 | 0 | 0
| 11 | MCB 1 Fasa 10 A | 1 | 1 | 3
| 12 | MCB 1 Fasa 16 A | 0 | 0 | 0
| 13 | MCB 1 Fasa 20 A | 0 | 0 | 0
| 14 | MCB 1 Fasa 25 A | 0 | 0 | 0
| 15 | MCB 1 Fasa 35 A | 0 | 0 | 0
| 16 | MCB 1 Fasa 50 A | 0 | 0 | 0
| 17 | MCB 3 Fasa 10 A | 0 | 0 | 0
| 18 | MCB 3 Fasa 16 A | 0 | 0 | 0
| 19 | MCB 3 Fasa 20 A | 0 | 0 | 0
| 20 | MCB 3 Fasa 25 A | 0 | 0 | 0
| 21 | MCB 3 Fasa 35 A | 0 | 0 | 0
| 22 | CT TM Indoor Tipe Blok 10/5-5A | 0 | 0 | 0
| 23 | CT TM Indoor Tipe Blok 15/5-5A | 0 | 0 | 0
| 24 | CT TM Indoor Tipe Blok 20/5-5A | 0 | 0 | 0
| 25 | CT TM Indoor Tipe Blok 25/5-5A | 0 | 0 | 0
| 26 | CT TM Indoor Tipe Blok 30/5-5A | 0 | 0 | 0
| 27 | CT TM Indoor Tipe Blok 40/5-5A | 0 | 0 | 0
| 28 | CT TM Indoor Tipe Blok 50/5-5A | 0 | 0 | 0
| 29 | CT TM Indoor Tipe Blok 60/5-5A | 0 | 0 | 0
| 30 | CT TM Indoor Tipe Blok 75/5-5A | 0 | 0 | 0
| 31 | CT TM Indoor Tipe Blok 80/5-5A | 0 | 0 | 0
| 32 | CT TM Indoor Tipe Blok 100/5-5A | 0 | 0 | 0
| 33 | CT TM Indoor Tipe Blok 150/5-5A | 0 | 0 | 0
| 34 | CT TM Indoor Tipe Blok 200/5-5A | 0 | 0 | 0
| 35 | CT TM Indoor Tipe Blok 250/5-5A | 0 | 0 | 0
| 36 | CT TM Indoor Tipe Blok 300/5-5A | 0 | 0 | 0
| 37 | CT TM Indoor Tipe Blok 400/5-5A | 0 | 0 | 0
| 38 | CT TM Indoor Tipe Blok 500/5-5A | 0 | 0 | 0
| 39 | CT TM Indoor Tipe Blok 600/5-5A | 0 | 0 | 0
| 40 | CT TM Indoor Tipe Blok 750/5-5A | 0 | 0 | 0
| 41 | CT TM Indoor Tipe Blok 800/5-5A | 0 | 0 | 0
| 42 | CT TM Indoor Tipe Blok 1000/5-5A | 0 | 0 | 0
| 43 | CT TM Indoor Tipe Ring 50/5-5A | 0 | 0 | 0
| 44 | CT TM Indoor Tipe Ring 100/5-5A | 0 | 0 | 0
| 45 | CT TM Outdoor 10/5 | 0 | 0 | 0
| 46 | CT TM Outdoor 15/5 | 0 | 0 | 0
| 47 | CT TM Outdoor 20/5 | 0 | 0 | 0
| 48 | CT TM Outdoor 25/5 | 0 | 0 | 0
| 49 | CT TM Outdoor 30/5 | 0 | 0 | 0
| 50 | CT TM Outdoor 40/5 | 0 | 0 | 0
| 51 | CT TM Outdoor 50/5 | 0 | 0 | 0
| 52 | CT TM Outdoor 60/5 | 0 | 0 | 0
| 53 | CT TM Outdoor 75/5 | 0 | 0 | 0
| 54 | CT TM Outdoor 80/5 | 0 | 0 | 0
| 55 | CT TM Outdoor 100/5 | 0 | 0 | 0
| 56 | CT TM Outdoor 150/5 | 0 | 0 | 0
| 57 | CT TM Outdoor 200/5 | 0 | 0 | 0
| 58 | CT TM Outdoor 250/5 | 0 | 0 | 0
| 59 | CT TM Outdoor 300/5 | 0 | 0 | 0
| 60 | CT TM Outdoor 400/5 | 0 | 0 | 0
| 61 | PT Indoor (ratio 20.000/v3 : 100/v3) Class 0.2s | 0 | 0 | 0
| 62 | PT Outdoor (ratio 20.000/v3 : 100/v3) Class 0.2s | 0 | 0 | 0
| 63 | Smart Box Langsung Tanpa MCCB | 0 | 0 | 0
| 64 | Smart Box Langsung Daya 3.9 kVA MCCB 6 A | 0 | 0 | 0
| 65 | Smart Box Langsung Daya 6.6 kVA MCCB 10 A | 0 | 0 | 0
| 66 | Smart Box Langsung Daya 10.6 kVA MCCB 16 A | 0 | 0 | 0
| 67 | Smart Box Langsung Daya 13.2 kVA MCCB 20 A | 0 | 0 | 0
| 68 | Smart Box Langsung Daya 16.5 kVA MCCB 25 A | 0 | 0 | 0
| 69 | Smart Box Langsung Daya 23 kVA MCCB 35 A | 0 | 0 | 0
| 70 | Smart Box Langsung Daya 33 kVA MCCB 50 A | 0 | 0 | 0
| 71 | Smart Box Langsung Daya 41.5 kVA MCCB 63 A | 0 | 0 | 0
| 72 | Smart Box Tidak Langsung Daya 53 kVA MCCB 80 A | 0 | 0 | 0
| 73 | Smart Box Tidak Langsung Daya 66 kVA MCCB 100 A | 0 | 0 | 0
| 74 | Smart Box Tidak Langsung Daya 82.5 kVA MCCB 125 A | 0 | 0 | 0
| 75 | Smart Box Tidak Langsung Daya 105 kVA MCCB 160 A | 0 | 0 | 0
| 76 | Smart Box Tidak Langsung Daya 131 kVA MCCB 200 A | 0 | 0 | 0
| 77 | Smart Box Tidak Langsung Daya 147 kVA MCCB 225 A | 0 | 0 | 0
| 78 | Smart Box Tidak Langsung Daya 164 kVA MCCB 250 A | 0 | 0 | 0
| 79 | Smart Box Tidak Langsung Daya 197 kVA MCCB 300 A | 0 | 0 | 0
| 80 | Smart Box Tidak Langsung Daya TM | 1 | 1 | 4
| 81 | Air Insulated LBS Manual;24KV;630A;Min-16KA | 0 | 0 | 0
| 82 | Air Insulated LBS Motorized;24KV;630A;Min-16KA | 1 | 1 | 5
| 83 | Air Insulated CBOG Motorized+Metering;20KV;630A;Min-16KA | 1 | 1 | 6
| 84 | Fully Gas Insulated LBS Motorized;24KV;630A;Min-16KA | 0 | 0 | 0
| 85 | Fully Gas Insulated CBOG Motorized+Metering;20KV;630A;Min-16KA | 0 | 0 | 0
| 86 | Fully Gas Insulated LBS Manual;24KV;630A;Min-16KA | 0 | 0 | 0
| 87 | Automatic Change Over (ACO) TM | 0 | 0 | 0
| 88 | Automatic Change Over (ACO) TR | 0 | 0 | 0
| 89 | Metaclad;Outgoing;20kV;630A;25kA - GI | 0 | 0 | 0
| 90 | Metaclad;Couple;20kV;2000A;25kA - GI | 0 | 0 | 0
| 91 | Trafo 1 Fasa CSP 50 kVA | 1 | 1 | 7
| 92 | Trafo 3 phasa 50 kVA YNyn0 | 0 | 0 | 0
| 93 | Trafo 3 phasa 100 kVA YNyn0 | 0 | 0 | 0
| 94 | Trafo 3 phasa 160 kVA YNyn0 | 0 | 0 | 0
| 95 | Trafo 3 phasa 50 kVA Yzn5 | 0 | 0 | 0
| 96 | Trafo 3 phasa 100 kVA Yzn5 | 0 | 0 | 0
| 97 | Trafo 3 phasa 160 kVA Yzn5 | 0 | 0 | 0
| 98 | Trafo 3 phasa 200 kVA Dyn5 | 0 | 0 | 0
| 99 | Trafo 3 phasa 250 kVA DYn5 | 0 | 0 | 0
| 100 | Trafo 3 phasa 400 kVA DYn5 OD | 0 | 0 | 0
| 101 | LVCB 2 Jurusan 250 A MCCB | 0 | 0 | 0
| 102 | LVCB 2 Jurusan 250 A LBS | 0 | 0 | 0
| 103 | LVCB 2 Jurusan 400 A LBS | 0 | 0 | 0
| 104 | LVCB 4 Jurusan 400 A LBS | 0 | 0 | 0
| 105 | LVCB 4 Jurusan 630 A LBS | 0 | 0 | 0
| 106 | ABSW 20 KV | 0 | 0 | 0
| 107 | Load Break Switch | 0 | 0 | 0
| 108 | Recloser | 0 | 0 | 0
| 109 | FCO Polymer | 0 | 0 | 0
| 110 | Lightning Arester (Polymer) 21 KV, 10 KA | 3 | 1 | 8
| 111 | Lightning Arester (Polymer) 24 KV, 10 KA | 0 | 0 | 0
| 112 | Isolator Tumpu ( Pin Post ) 20 KV | 0 | 0 | 0
| 113 | Isolator Tumpu ( Pin Post ) 20 KV Porcelain | 11 | 1 | 9
| 114 | Isolator Tumpu ( Line Post ) 20 KV | 6 | 1 | 10
| 115 | Isolator Tumpu ( Line Post ) 20 KV Polymer | 0 | 0 | 0
| 116 | Isolator Tarik ( Strainkap Porcelain ) 20 KV | 0 | 0 | 0
| 117 | Isolator Tarik ( Porcelain ) 20 KV + Primary Dead End Clamp 150-240 mm² | 12 | 1 | 11
| 118 | Isolator Tarik ( Porcelain ) 20 KV + Primary Dead End Clamp 70-150 mm² | 0 | 0 | 0
| 119 | Isolator Tarik ( Suspension Polymer ) 20 KV | 0 | 0 | 0
| 120 | Isolator Tarik ( Polymer ) 20 KV + Primary Dead End Clamp 70-150 mm² | 0 | 0 | 0
| 121 | Isolator Tarik ( Polymer ) 20 KV + Primary Dead End Clamp 150-240 mm² | 0 | 0 | 0
| 122 | AAAC 70 mm² | 6 | 1 | 12
| 123 | AAAC 150 mm² | 355.1 | 1 | 13
| 124 | AAAC 240 mm² | 1065.3 | 1 | 14
| 125 | AAAC/S 70 mm² | 12 | 1 | 15
| 126 | AAAC/S 150 mm² | 0 | 0 | 0
| 127 | AAAC/S 240 mm² | 0 | 0 | 0
| 128 | NFA2X-T 2 x 70 + N 50 mm² | 2 | 1 | 16
| 129 | NFA2X-T 2 x 70 + N 70 mm² | 0 | 0 | 0
| 130 | NFA2X-T 3x35+1x35 | 0 | 0 | 0
| 131 | NFA2X-T 3 x 70 + N 50 mm² | 0 | 0 | 0
| 132 | NFA2X-T 3x70+1x70 | 0 | 0 | 0
| 133 | NFA2X 2 x 10 mm² | 0 | 0 | 0
| 134 | NFA2X 2 x 16 mm² | 35 | 1 | 17
| 135 | NFA2X 4 x 16 mm² | 0 | 0 | 0
| 136 | NFA2X 4 x 70 mm² | 0 | 0 | 0
| 137 | Kabel NYY 1 x 70 mm² | 30 | 1 | 18
| 138 | Kabel NYY 1 x 95 mm² | 0 | 0 | 0
| 139 | Kabel NYY 1 x 150 mm² | 0 | 0 | 0
| 140 | Kabel NYY 1 x 240 mm² | 0 | 0 | 0
| 141 | Kabel NYY 4 x 70 mm² | 0 | 0 | 0
| 142 | Kabel NA2XSEYBY 20 KV, 3 x 150 mm² | 30 | 1 | 19
| 143 | Kabel NA2XSEYBY 20 KV, 3 x 240 mm² | 0 | 0 | 0
| 144 | Kabel NA2XSEYBY 20 KV, 3 x 300 mm² | 0 | 0 | 0
| 145 | MVTIC 3 x 150 + N 95 mm² | 0 | 0 | 0
| 146 | MVTIC 3 x 240 + N 95 mm² | 0 | 0 | 0
| 147 |  | 0 | 0 | 0
| 148 |  | 0 | 0 | 0
| 149 |  | 0 | 0 | 0
| 150 |  | 0 | 0 | 0
Note on B11: SAEFUDIN: SHORT PADA BAGIAN NOMOR, HILANGKAN CENTANG PADA "BLANKS"

## Sheet1 (hidden)
3
1

## HARGA SATUAN
HARGA SATUAN
NO. | MATERIAL + SIZE | URAIAN HSS 2024 | GOL | SAT | RAB SKK 2022 | RAB HSS 2023 | RAB HSS 2024 | % | PROYEKSI RAB HSS 2025 | PROYEKSI RAB HSS 2026 | PROYEKSI RAB HSS 2027 | PROYEKSI RAB HSS 2028 | PROYEKSI RAB HSS 2029 | KETERANGAN | HARGA YANG DIPAKAI DI RAB
RAB HSS 2024
1 | 2 | 2 | 2 | 2 | 2 | 2 | 2 | 2 | 2 | 2 | 2 | 2 | 2 | 2 | 2 |  | 146 |  | 666
[5 empty] | 0 | 0 | [8 empty] | 0 | 0 | 0 | 0 | 0 | 0 | 0 | 0 |  | 0
A | MATERIAL | [14 empty] | 0 | 0 | 0 | 0 | 0 | 0 | 0
+ | ALAT PENGUKUR DAN PEMBATAS |  |  |  | 0 | 0 | [8 empty] | 0 | 0 | 0 | 0 | 0 | 0 | 0 | 0 | 0
1 | KWH MPB; 1P;230V;5(60)A;1;2W | KWH MPB; 1P;230V;5(60)A;1;2W | MDU-KD | Bh | 294100 | 327600 | 312601 | -0.045784 | 326913.2784 | 341880.8372 | 357533.6781 | 373903.1764 | 391022.1438 |  | 312601 | 1 | 0 | 1 | 0 | 1 | 0 | 0 | RAB SKK 2022
2 | KWH MPB; 3P; 4W; 230/400 V; 5(80) A; Class 1 |  | MDU-KD | Bh | 1719200 | 1719200 | 1719200 | -0.045784 | 1797912.7009 | 1880229.2228 | 1966314.5651 | 2056341.2811 | 2150489.8246 |  | 1719200 | 1 | 0 | 2 | 0 | 2 | 0 | 0 | RAB HSS 2023
3 | KWH Elektronik; 1P; 2W; 230 V; 5(40) A; kls 1 (combo); register drum | KWH Elektronik; 1P; 2W; 230 V; 5(40) A; kls 1 (combo); register drum | MDU-KD | Bh | 151000 | 168200 | 162966 | -0.031118 | 168037.1299 | 173266.0617 | 178657.706 | 184217.1259 | 189949.5423 |  | 162966 | 1 | 0 | 3 | 0 | 3 | 0 | 0 | RAB HSS 2024
4 | KWH Elektronik; 1P; 2W; 230 V; 5(100) A; kls 1 termasuk modem 3G/4G | KWH Elektronik; 1P; 2W; 230 V; 5(100) A; kls 1 termasuk modem 3G/4G | HDW | Bh | 1430000 | 1740750 | 1707750 | -0.018957 | 1740124.4076 | 1773112.548 | 1806726.056 | 1840976.787 | 1875876.8208 |  | 1707750 | 0 | 1 | 0 | 147 | 147 | 0 | 0 | PROYEKSI RAB HSS 2025
5 | KWH Elektronik; 3P; 4W; 57.7-100V/220-400V; 5 A; kls 0.2 (meter pembanding) | KWH Elektronik; 3P; 4W; 57.7-100V/220-400V; 5 A; kls 0.2 (meter pembanding) | MDU-KD | Bh | 16495000 | 18373800 | 17077500 | -0.070552 | 18282344.0306 | 19572191.6706 | 20953040.0559 | 22431309.4299 | 24013872.994 |  | 17077500 | 1 | 0 | 4 | 0 | 4 | 0 | 0 | PROYEKSI RAB HSS 2026
6 | KWH Elektronik; 3P; 4W; 220/380V; 5(80) A; kls 1 (Pengukuran Langsung) | KWH Elektronik; 3P; 4W; 220/380V; 5(80) A; kls 1 (Pengukuran Langsung) | MDU-KD | Bh | 1281430 | 1427400 | 1908654 | 0.33715 | 2552164.8394 | 3412638.1038 | 4563223.6005 | 6101733.9064 | 8158959.5259 |  | 1908654 | 1 | 0 | 5 | 0 | 5 | 0 | 0 | PROYEKSI RAB HSS 2027
7 | KWH Elektronik; 3P; 4W; 57.7-100V/220-400V; 5(10) A; kls 0.5 (Pengukuran Tidak Langsung) | KWH Elektronik; 3P; 4W; 57.7-100V/220-400V; 5(10) A; kls 0.5 (Pengukuran Tidak Langsung) | MDU-KD | Bh | 1344430 | 1497600 | 1952952 | 0.30405 | 2546755.8188 | 3321108.3533 | 4330906.2506 | 5647737.7296 | 7364957.7287 |  | 1952952 | 1 | 0 | 6 | 0 | 6 | 0 | 0 | PROYEKSI RAB HSS 2028
8 | KWH Elektronik; 3P; 4W; 220/380V; 5(10); kls 1 (Pengukuran Tidak Langsung) | KWH Elektronik; 3P; 4W; 220/380V; 5(10); kls 1 (Pengukuran Tidak Langsung) | MDU-KD | Bh | 1350430 | 1504200 | 1513157 | 0.0059547 | 1522167.3359 | 1531231.3253 | 1540349.2876 | 1549521.5444 | 1558748.4188 |  | 1513157 | 1 | 0 | 7 | 0 | 7 | 0 | 0 | PROYEKSI RAB HSS 2029
9 | Modem 3G/4G | Modem 3G/4G | HDW | Unit | 1000000 | 1113900 | 1288575 | 0.15681 | 1490641.4675 | 1724394.7652 | 1994803.8285 | 2307616.7908 | 2669483.1729 |  | 1288575 | 0 | 1 | 0 | 148 | 148 | 0 | 0
10 | MCB 1 Fasa 2 A | MCB 1 Fasa 2 A | MDU-KD | Bh | 35000 | 39000 | 37170 | -0.046923 | 38914.1308 | 40740.1015 | 42651.7524 | 44653.1039 | 46748.3649 |  | 37170 | 1 | 0 | 8 | 0 | 8 | 0 | 0
11 | MCB 1 Fasa 4 A | MCB 1 Fasa 4 A | MDU-KD | Bh | 35000 | 39000 | 37170 | -0.046923 | 38914.1308 | 40740.1015 | 42651.7524 | 44653.1039 | 46748.3649 |  | 37170 | 1 | 0 | 9 | 0 | 9 | 0 | 0
12 | MCB 1 Fasa 6 A | MCB 1 Fasa 6 A | MDU-KD | Bh | 35000 | 39000 | 37170 | -0.046923 | 38914.1308 | 40740.1015 | 42651.7524 | 44653.1039 | 46748.3649 |  | 37170 | 1 | 0 | 10 | 0 | 10 | 0 | 0
13 | MCB 1 Fasa 10 A | MCB 1 Fasa 10 A | MDU-KD | Bh | 35000 | 39000 | 37170 | -0.046923 | 38914.1308 | 40740.1015 | 42651.7524 | 44653.1039 | 46748.3649 |  | 37170 | 1 | 0 | 11 | 0 | 11 | 0 | 0
14 | MCB 1 Fasa 16 A | MCB 1 Fasa 16 A | MDU-KD | Bh | 35000 | 39000 | 37170 | -0.046923 | 38914.1308 | 40740.1015 | 42651.7524 | 44653.1039 | 46748.3649 |  | 37170 | 1 | 0 | 12 | 0 | 12 | 0 | 0
15 | MCB 1 Fasa 20 A | MCB 1 Fasa 20 A | MDU-KD | Bh | 35000 | 39000 | 37170 | -0.046923 | 38914.1308 | 40740.1015 | 42651.7524 | 44653.1039 | 46748.3649 |  | 37170 | 1 | 0 | 13 | 0 | 13 | 0 | 0
16 | MCB 1 Fasa 25 A | MCB 1 Fasa 25 A | MDU-KD | Bh | 35000 | 39000 | 37170 | -0.046923 | 38914.1308 | 40740.1015 | 42651.7524 | 44653.1039 | 46748.3649 |  | 37170 | 1 | 0 | 14 | 0 | 14 | 0 | 0
17 | MCB 1 Fasa 35 A | MCB 1 Fasa 35 A | MDU-KD | Bh | 35000 | 39000 | 37170 | -0.046923 | 38914.1308 | 40740.1015 | 42651.7524 | 44653.1039 | 46748.3649 |  | 37170 | 1 | 0 | 15 | 0 | 15 | 0 | 0
18 | MCB 1 Fasa 50 A | MCB 1 Fasa 50 A | MDU-KD | Bh | 35000 | 39000 | 37170 | -0.046923 | 38914.1308 | 40740.1015 | 42651.7524 | 44653.1039 | 46748.3649 |  | 37170 | 1 | 0 | 16 | 0 | 16 | 0 | 0
19 | MCB 3 Fasa 10 A | MCB 3 Fasa 10 A | MDU-KD | Bh | 155100 | 172800 | 164718 | -0.046771 | 172421.9981 | 180486.3187 | 188927.8142 | 197764.1255 | 207013.7185 |  | 164718 | 1 | 0 | 17 | 0 | 17 | 0 | 0
20 | MCB 3 Fasa 16 A | MCB 3 Fasa 16 A | MDU-KD | Bh | 155100 | 172800 | 164718 | -0.046771 | 172421.9981 | 180486.3187 | 188927.8142 | 197764.1255 | 207013.7185 |  | 164718 | 1 | 0 | 18 | 0 | 18 | 0 | 0
21 | MCB 3 Fasa 20 A | MCB 3 Fasa 20 A | MDU-KD | Bh | 155100 | 172800 | 164718 | -0.046771 | 172421.9981 | 180486.3187 | 188927.8142 | 197764.1255 | 207013.7185 |  | 164718 | 1 | 0 | 19 | 0 | 19 | 0 | 0
22 | MCB 3 Fasa 25 A | MCB 3 Fasa 25 A | MDU-KD | Bh | 155100 | 172800 | 164718 | -0.046771 | 172421.9981 | 180486.3187 | 188927.8142 | 197764.1255 | 207013.7185 |  | 164718 | 1 | 0 | 20 | 0 | 20 | 0 | 0
23 | MCB 3 Fasa 35 A | MCB 3 Fasa 35 A | MDU-KD | Bh | 155100 | 172800 | 164718 | -0.046771 | 172421.9981 | 180486.3187 | 188927.8142 | 197764.1255 | 207013.7185 |  | 164718 | 1 | 0 | 21 | 0 | 21 | 0 | 0
24 | MCB 3 Fasa 50 A | MCB 3 Fasa 50 A | HDW | Bh |  |  | 427500 | -0.046923 | 447559.6154 | 468560.4896 | 490546.7895 | 513564.7543 | 537662.7928 |  | 427500 | 0 | 1 | 0 | 149 | 149 | 0 | 0
25 | MCB 3 Fasa 63 A | MCB 3 Fasa 63 A | HDW | Bh |  |  | 549000 | -0.046923 | 574760.7692 | 601730.313 | 629965.3508 | 659525.2634 | 690472.2181 |  | 549000 | 0 | 1 | 0 | 150 | 150 | 0 | 0
26 | MCCB 1 Fasa 40 A | MCCB 1 Fasa 40 A | HDW | Bh | 723500 | 723500 | 630936 | -0.12794 | 711657.4373 | 802706.3095 | 905403.9002 | 1021240.5368 | 1151897.2183 |  | 630936 | 0 | 1 | 0 | 151 | 151 | 0 | 0
27 | MCCB 1 Fasa 63 A | MCCB 1 Fasa 63 A | HDW | Bh | 723500 | 723500 | 741474 | 0.024843 | 759894.5303 | 778772.6841 | 798119.8303 | 817947.6199 | 838267.9938 |  | 741474 | 0 | 1 | 0 | 152 | 152 | 0 | 0
28 | MCCB 1 Fasa 80 A | MCCB 1 Fasa 80 A | HDW | Bh | 757500 | 757500 | 741474 | -0.021156 | 757160.947 | 773179.7738 | 789537.5019 | 806241.3013 | 823298.4935 |  | 741474 | 0 | 1 | 0 | 153 | 153 | 0 | 0
29 | MCCB 1 Fasa 100 A | MCCB 1 Fasa 100 A | HDW | Bh | 757500 | 757500 | 741474 | -0.021156 | 757160.947 | 773179.7738 | 789537.5019 | 806241.3013 | 823298.4935 |  | 741474 | 0 | 1 | 0 | 154 | 154 | 0 | 0
30 | MCCB 3 Fasa 80 A | MCCB 3 Fasa 80 A | HDW | Bh | 733500 | 753700 | 821909 | 0.090499 | 896290.8376 | 977404.1476 | 1065858.1206 | 1162317.0785 | 1267505.4633 |  | 821909 | 0 | 1 | 0 | 155 | 155 | 0 | 0
31 | MCCB 3 Fasa 100 A | MCCB 3 Fasa 100 A | HDW | Bh | 823500 | 846200 | 922757 | 0.090472 | 1006240.2281 | 1097276.3108 | 1196548.5662 | 1304802.1334 | 1422849.5654 |  | 922757 | 0 | 1 | 0 | 156 | 156 | 0 | 0
32 | MCCB 3 Fasa 125 A | MCCB 3 Fasa 125 A | HDW | Bh | 1156500 | 1285000 | 1304100 | 0.014864 | 1323483.8988 | 1343155.9163 | 1363120.335 | 1383381.5011 | 1403943.8253 |  | 1304100 | 0 | 1 | 0 | 157 | 157 | 0 | 0
33 | MCCB 3 Fasa 160 A | MCCB 3 Fasa 160 A | HDW | Bh | 1237500 | 1375000 | 1345500 | -0.021455 | 1374367.0909 | 1403853.5121 | 1433972.5511 | 1464737.7804 | 1496163.0637 |  | 1345500 | 0 | 1 | 0 | 158 | 158 | 0 | 0
34 | MCCB 3 Fasa 200 A | MCCB 3 Fasa 200 A | HDW | Bh | 1287000 | 1430000 | 1449000 | 0.013287 | 1468252.4476 | 1487760.6969 | 1507528.1467 | 1527558.2409 | 1547854.4693 |  | 1449000 | 0 | 1 | 0 | 159 | 159 | 0 | 0
35 | MCCB 3 Fasa 225 A | MCCB 3 Fasa 225 A | HDW | Bh | 1336500 | 1485000 | 1449000 | -0.024242 | 1484127.2727 | 1520106.1157 | 1556957.1731 | 1594701.5894 | 1633361.0218 |  | 1449000 | 0 | 1 | 0 | 160 | 160 | 0 | 0
36 | MCCB 3 Fasa 250 A | MCCB 3 Fasa 250 A | HDW | Bh | 1336500 | 1485000 | 1449000 | -0.024242 | 1484127.2727 | 1520106.1157 | 1556957.1731 | 1594701.5894 | 1633361.0218 |  | 1449000 | 0 | 1 | 0 | 161 | 161 | 0 | 0
37 | MCCB 3 Fasa 300 A | MCCB 3 Fasa 300 A | HDW | Bh | 2866500 | 3030000 | 3053250 | 0.0076733 | 3076678.4035 | 3100286.5793 | 3124075.907 | 3148047.7766 | 3172203.5888 |  | 3053250 | 0 | 1 | 0 | 162 | 162 | 0 | 0
38 | CT TR ; Burden 5 VA; 50/5 A - 300/5 A Class 0.5s | CT TR ; Burden 5 VA; 50/5 A - 300/5 A Class 0.5s | HDW | Bh | 545000 | 545000 | 490500 | -0.1 | 539550 | 593505 | 652855.5 | 718141.05 | 789955.155 |  | 490500 | 0 | 1 | 0 | 163 | 163 | 0 | 0
39 | CT TR ; Burden 5 VA; 100/5 A Class 0.5s | CT TR ; Burden 5 VA; 100/5 A Class 0.5s | HDW | Bh | 545000 | 545000 | 490500 | -0.1 | 539550 | 593505 | 652855.5 | 718141.05 | 789955.155 |  | 490500 | 0 | 1 | 0 | 164 | 164 | 0 | 0
40 | CT TM Indoor Tipe Blok 10/5-5A | CT TM Indoor Tipe Blok 10/5-5A | MDU-KD | Bh | 2250810 | 4255800 | 4657500 | 0.094389 | 5097115.9946 | 5578226.8305 | 6104749.1571 | 6680969.3123 | 7311578.2161 |  | 4657500 | 1 | 0 | 22 | 0 | 22 | 0 | 0
41 | CT TM Indoor Tipe Blok 15/5-5A | CT TM Indoor Tipe Blok 15/5-5A | MDU-KD | Bh | 2250810 | 4255800 | 4657500 | 0.094389 | 5097115.9946 | 5578226.8305 | 6104749.1571 | 6680969.3123 | 7311578.2161 |  | 4657500 | 1 | 0 | 23 | 0 | 23 | 0 | 0
42 | CT TM Indoor Tipe Blok 20/5-5A | CT TM Indoor Tipe Blok 20/5-5A | MDU-KD | Bh | 2250810 | 4255800 | 4657500 | 0.094389 | 5097115.9946 | 5578226.8305 | 6104749.1571 | 6680969.3123 | 7311578.2161 |  | 4657500 | 1 | 0 | 24 | 0 | 24 | 0 | 0
43 | CT TM Indoor Tipe Blok 25/5-5A | CT TM Indoor Tipe Blok 25/5-5A | MDU-KD | Bh |  |  | 4657500 | 0.094389 | 5097115.9946 | 5578226.8305 | 6104749.1571 | 6680969.3123 | 7311578.2161 |  | 4657500 | 1 | 0 | 25 | 0 | 25 | 0 | 0
44 | CT TM Indoor Tipe Blok 30/5-5A | CT TM Indoor Tipe Blok 30/5-5A | MDU-KD | Bh | 2250810 | 4255800 | 4657500 | 0.094389 | 5097115.9946 | 5578226.8305 | 6104749.1571 | 6680969.3123 | 7311578.2161 |  | 4657500 | 1 | 0 | 26 | 0 | 26 | 0 | 0
45 | CT TM Indoor Tipe Blok 40/5-5A | CT TM Indoor Tipe Blok 40/5-5A | MDU-KD | Bh | 2250810 | 4255800 | 4657500 | 0.094389 | 5097115.9946 | 5578226.8305 | 6104749.1571 | 6680969.3123 | 7311578.2161 |  | 4657500 | 1 | 0 | 27 | 0 | 27 | 0 | 0
46 | CT TM Indoor Tipe Blok 50/5-5A | CT TM Indoor Tipe Blok 50/5-5A | MDU-KD | Bh | 2250810 | 4255800 | 4657500 | 0.094389 | 5097115.9946 | 5578226.8305 | 6104749.1571 | 6680969.3123 | 7311578.2161 |  | 4657500 | 1 | 0 | 28 | 0 | 28 | 0 | 0
47 | CT TM Indoor Tipe Blok 60/5-5A | CT TM Indoor Tipe Blok 60/5-5A | MDU-KD | Bh | 2250810 | 4255800 | 4657500 | 0.094389 | 5097115.9946 | 5578226.8305 | 6104749.1571 | 6680969.3123 | 7311578.2161 |  | 4657500 | 1 | 0 | 29 | 0 | 29 | 0 | 0
48 | CT TM Indoor Tipe Blok 75/5-5A | CT TM Indoor Tipe Blok 75/5-5A | MDU-KD | Bh | 2250810 | 4255800 | 4657500 | 0.094389 | 5097115.9946 | 5578226.8305 | 6104749.1571 | 6680969.3123 | 7311578.2161 |  | 4657500 | 1 | 0 | 30 | 0 | 30 | 0 | 0
49 | CT TM Indoor Tipe Blok 80/5-5A | CT TM Indoor Tipe Blok 80/5-5A | MDU-KD | Bh | 2250810 | 4255800 | 4657500 | 0.094389 | 5097115.9946 | 5578226.8305 | 6104749.1571 | 6680969.3123 | 7311578.2161 |  | 4657500 | 1 | 0 | 31 | 0 | 31 | 0 | 0
50 | CT TM Indoor Tipe Blok 100/5-5A | CT TM Indoor Tipe Blok 100/5-5A | MDU-KD | Bh | 2250810 | 4255800 | 4657500 | 0.094389 | 5097115.9946 | 5578226.8305 | 6104749.1571 | 6680969.3123 | 7311578.2161 |  | 4657500 | 1 | 0 | 32 | 0 | 32 | 0 | 0
51 | CT TM Indoor Tipe Blok 150/5-5A | CT TM Indoor Tipe Blok 150/5-5A | MDU-KD | Bh | 2250810 | 4255800 | 4657500 | 0.094389 | 5097115.9946 | 5578226.8305 | 6104749.1571 | 6680969.3123 | 7311578.2161 |  | 4657500 | 1 | 0 | 33 | 0 | 33 | 0 | 0
52 | CT TM Indoor Tipe Blok 200/5-5A | CT TM Indoor Tipe Blok 200/5-5A | MDU-KD | Bh | 2250810 | 4255800 | 4657500 | 0.094389 | 5097115.9946 | 5578226.8305 | 6104749.1571 | 6680969.3123 | 7311578.2161 |  | 4657500 | 1 | 0 | 34 | 0 | 34 | 0 | 0
53 | CT TM Indoor Tipe Blok 250/5-5A | CT TM Indoor Tipe Blok 250/5-5A | MDU-KD | Bh | 2250810 | 4255800 | 4657500 | 0.094389 | 5097115.9946 | 5578226.8305 | 6104749.1571 | 6680969.3123 | 7311578.2161 |  | 4657500 | 1 | 0 | 35 | 0 | 35 | 0 | 0
54 | CT TM Indoor Tipe Blok 300/5-5A | CT TM Indoor Tipe Blok 300/5-5A | MDU-KD | Bh | 2250810 | 4255800 | 4657500 | 0.094389 | 5097115.9946 | 5578226.8305 | 6104749.1571 | 6680969.3123 | 7311578.2161 |  | 4657500 | 1 | 0 | 36 | 0 | 36 | 0 | 0
55 | CT TM Indoor Tipe Blok 400/5-5A | CT TM Indoor Tipe Blok 400/5-5A | MDU-KD | Bh | 2250810 | 4255800 | 4657500 | 0.094389 | 5097115.9946 | 5578226.8305 | 6104749.1571 | 6680969.3123 | 7311578.2161 |  | 4657500 | 1 | 0 | 37 | 0 | 37 | 0 | 0
56 | CT TM Indoor Tipe Blok 500/5-5A | CT TM Indoor Tipe Blok 500/5-5A | MDU-KD | Bh | 2250810 | 4255800 | 4657500 | 0.094389 | 5097115.9946 | 5578226.8305 | 6104749.1571 | 6680969.3123 | 7311578.2161 |  | 4657500 | 1 | 0 | 38 | 0 | 38 | 0 | 0
57 | CT TM Indoor Tipe Blok 600/5-5A | CT TM Indoor Tipe Blok 600/5-5A | MDU-KD | Bh | 2250810 | 4255800 | 4657500 | 0.094389 | 5097115.9946 | 5578226.8305 | 6104749.1571 | 6680969.3123 | 7311578.2161 |  | 4657500 | 1 | 0 | 39 | 0 | 39 | 0 | 0
58 | CT TM Indoor Tipe Blok 750/5-5A | CT TM Indoor Tipe Blok 750/5-5A | MDU-KD | Bh | 2250810 | 4255800 | 4657500 | 0.094389 | 5097115.9946 | 5578226.8305 | 6104749.1571 | 6680969.3123 | 7311578.2161 |  | 4657500 | 1 | 0 | 40 | 0 | 40 | 0 | 0
59 | CT TM Indoor Tipe Blok 800/5-5A | CT TM Indoor Tipe Blok 800/5-5A | MDU-KD | Bh | 2250810 | 4255800 | 4657500 | 0.094389 | 5097115.9946 | 5578226.8305 | 6104749.1571 | 6680969.3123 | 7311578.2161 |  | 4657500 | 1 | 0 | 41 | 0 | 41 | 0 | 0
60 | CT TM Indoor Tipe Blok 1000/5-5A | CT TM Indoor Tipe Blok 1000/5-5A | MDU-KD | Bh | 2250810 | 4255800 | 4657500 | 0.094389 | 5097115.9946 | 5578226.8305 | 6104749.1571 | 6680969.3123 | 7311578.2161 |  | 4657500 | 1 | 0 | 42 | 0 | 42 | 0 | 0
61 | CT TM Indoor Tipe Ring 50/5-5A | CT TM Indoor Tipe Ring 50/5-5A | MDU-KD | Bh | 7034000 | 4677800 | 5692500 | 0.21692 | 6927306.9071 | 8429965.9174 | 10258579.0297 | 12483851.6239 | 15191826.3648 |  | 5692500 | 1 | 0 | 43 | 0 | 43 | 0 | 0
62 | CT TM Indoor Tipe Ring 100/5-5A | CT TM Indoor Tipe Ring 100/5-5A | MDU-KD | Bh | 7034000 | 4677800 | 5692500 | 0.21692 | 6927306.9071 | 8429965.9174 | 10258579.0297 | 12483851.6239 | 15191826.3648 |  | 5692500 | 1 | 0 | 44 | 0 | 44 | 0 | 0
63 | CT TM Outdoor 10/5 | CT TM Outdoor 10/5A | MDU-KD | Bh | 3826640 | 7842800 | 7994716 | 0.01937 | 8149574.6316 | 8307432.8939 | 8468348.8902 | 8632381.8491 | 8799592.1465 |  | 7994716 | 1 | 0 | 45 | 0 | 45 | 0 | 0
64 | CT TM Outdoor 15/5 | CT TM Outdoor 15/5A | MDU-KD | Bh | 3826640 | 7842800 | 7994716 | 0.01937 | 8149574.6316 | 8307432.8939 | 8468348.8902 | 8632381.8491 | 8799592.1465 |  | 7994716 | 1 | 0 | 46 | 0 | 46 | 0 | 0
65 | CT TM Outdoor 20/5 | CT TM Outdoor 20/5A | MDU-KD | Bh | 3826640 | 7842800 | 7994716 | 0.01937 | 8149574.6316 | 8307432.8939 | 8468348.8902 | 8632381.8491 | 8799592.1465 |  | 7994716 | 1 | 0 | 47 | 0 | 47 | 0 | 0
66 | CT TM Outdoor 25/5 | CT TM Outdoor 25/5A | MDU-KD | Bh | 3826640 | 7842800 | 7994716 | 0.01937 | 8149574.6316 | 8307432.8939 | 8468348.8902 | 8632381.8491 | 8799592.1465 |  | 7994716 | 1 | 0 | 48 | 0 | 48 | 0 | 0
67 | CT TM Outdoor 30/5 | CT TM Outdoor 30/5A | MDU-KD | Bh | 3826640 | 7842800 | 7994716 | 0.01937 | 8149574.6316 | 8307432.8939 | 8468348.8902 | 8632381.8491 | 8799592.1465 |  | 7994716 | 1 | 0 | 49 | 0 | 49 | 0 | 0
68 | CT TM Outdoor 40/5 | CT TM Outdoor 40/5A | MDU-KD | Bh | 3826640 | 7842800 | 7994716 | 0.01937 | 8149574.6316 | 8307432.8939 | 8468348.8902 | 8632381.8491 | 8799592.1465 |  | 7994716 | 1 | 0 | 50 | 0 | 50 | 0 | 0
69 | CT TM Outdoor 50/5 | CT TM Outdoor 50/5A | MDU-KD | Bh | 3826640 | 7842800 | 7994716 | 0.01937 | 8149574.6316 | 8307432.8939 | 8468348.8902 | 8632381.8491 | 8799592.1465 |  | 7994716 | 1 | 0 | 51 | 0 | 51 | 0 | 0
70 | CT TM Outdoor 60/5 | CT TM Outdoor 60/5A | MDU-KD | Bh | 3826640 | 7842800 | 7994716 | 0.01937 | 8149574.6316 | 8307432.8939 | 8468348.8902 | 8632381.8491 | 8799592.1465 |  | 7994716 | 1 | 0 | 52 | 0 | 52 | 0 | 0
71 | CT TM Outdoor 75/5 | CT TM Outdoor 75/5A | MDU-KD | Bh | 3826640 | 7842800 | 7994716 | 0.01937 | 8149574.6316 | 8307432.8939 | 8468348.8902 | 8632381.8491 | 8799592.1465 |  | 7994716 | 1 | 0 | 53 | 0 | 53 | 0 | 0
72 | CT TM Outdoor 80/5 | CT TM Outdoor 80/5A | MDU-KD | Bh | 3826640 | 7842800 | 7994716 | 0.01937 | 8149574.6316 | 8307432.8939 | 8468348.8902 | 8632381.8491 | 8799592.1465 |  | 7994716 | 1 | 0 | 54 | 0 | 54 | 0 | 0
73 | CT TM Outdoor 100/5 | CT TM Outdoor 100/5A | MDU-KD | Bh | 3826640 | 7842800 | 7994716 | 0.01937 | 8149574.6316 | 8307432.8939 | 8468348.8902 | 8632381.8491 | 8799592.1465 |  | 7994716 | 1 | 0 | 55 | 0 | 55 | 0 | 0
74 | CT TM Outdoor 150/5 | CT TM Outdoor 150/5A | MDU-KD | Bh | 3826640 | 7842800 | 7994716 | 0.01937 | 8149574.6316 | 8307432.8939 | 8468348.8902 | 8632381.8491 | 8799592.1465 |  | 7994716 | 1 | 0 | 56 | 0 | 56 | 0 | 0
75 | CT TM Outdoor 200/5 | CT TM Outdoor 200/5A | MDU-KD | Bh | 3826640 | 7842800 | 7994716 | 0.01937 | 8149574.6316 | 8307432.8939 | 8468348.8902 | 8632381.8491 | 8799592.1465 |  | 7994716 | 1 | 0 | 57 | 0 | 57 | 0 | 0
76 | CT TM Outdoor 250/5 | CT TM Outdoor 250/5A | MDU-KD | Bh | 3826640 | 7842800 | 7994716 | 0.01937 | 8149574.6316 | 8307432.8939 | 8468348.8902 | 8632381.8491 | 8799592.1465 |  | 7994716 | 1 | 0 | 58 | 0 | 58 | 0 | 0
77 | CT TM Outdoor 300/5 | CT TM Outdoor 300/5A | MDU-KD | Bh | 3826640 | 7842800 | 7994716 | 0.01937 | 8149574.6316 | 8307432.8939 | 8468348.8902 | 8632381.8491 | 8799592.1465 |  | 7994716 | 1 | 0 | 59 | 0 | 59 | 0 | 0
78 | CT TM Outdoor 400/5 | CT TM Outdoor 400/5A | MDU-KD | Bh | 3826640 | 7842800 | 7994716 | 0.01937 | 8149574.6316 | 8307432.8939 | 8468348.8902 | 8632381.8491 | 8799592.1465 |  | 7994716 | 1 | 0 | 60 | 0 | 60 | 0 | 0
79 | PT Indoor (ratio 20.000/v3 : 100/v3) Class 0.2s | PT Indoor (ratio 20.000/v3 : 100/v3) Class 0.2s | MDU-KD | Bh | 3551000 | 5811500 | 6006250 | 0.033511 | 6207526.2948 | 6415547.5881 | 6630539.9125 | 6852736.875 | 7082379.9115 |  | 6006250 | 1 | 0 | 61 | 0 | 61 | 0 | 0
80 | PT Outdoor (ratio 20.000/v3 : 100/v3) Class 0.2s | PT Outdoor (ratio 20.000/v3 : 100/v3) Class 0.2s | MDU-KD | Bh | 4585000 | 7805600 | 8079851 | 0.035135 | 8363737.8526 | 8657599.115 | 8961785.2397 | 9276658.9923 | 9602595.8845 |  | 8079851 | 1 | 0 | 62 | 0 | 62 | 0 | 0
[9 empty] | 0 | 0 | 0 | 0 | 0 |  | 0 | 0 | 0 | 0 | 0 | 0 | 0 | 0
+ | KOTAK APP | [7 empty] | 0 | 0 | 0 | 0 | 0 |  | 0 | 0 | 0 | 0 | 0 | 0 | 0 | 0
1 | Smart Box Langsung Tanpa MCCB | Smart Box Langsung Tanpa MCCB | MDU-KD | Unit |  |  | 4125510 | -0.16407 | 4802390.361 | 5590327.7848 | 6507543.6174 | 7575248.8158 | 8818134.4598 |  | 4125510 | 1 | 0 | 63 | 0 | 63 | 0 | 0
2 | Smart Box Langsung Daya 3.9 kVA MCCB 6 A | Smart Box Langsung Daya 3.9 kVA MCCB 6 A | MDU-KD | Unit | 2980000 | 3564900 | 2980000 | -0.16407 | 3468934.332 | 4038089.0602 | 4700626.0995 | 5471866.8652 | 6369646.5868 |  | 2980000 | 1 | 0 | 64 | 0 | 64 | 0 | 0
3 | Smart Box Langsung Daya 6.6 kVA MCCB 10 A | Smart Box Langsung Daya 6.6 kVA MCCB 10 A | MDU-KD | Unit | 2980000 | 3564900 | 2980000 | -0.16407 | 3468934.332 | 4038089.0602 | 4700626.0995 | 5471866.8652 | 6369646.5868 |  | 2980000 | 1 | 0 | 65 | 0 | 65 | 0 | 0
4 | Smart Box Langsung Daya 10.6 kVA MCCB 16 A | Smart Box Langsung Daya 10.6 kVA MCCB 16 A | MDU-KD | Unit | 2980000 | 3564900 | 2980000 | -0.16407 | 3468934.332 | 4038089.0602 | 4700626.0995 | 5471866.8652 | 6369646.5868 |  | 2980000 | 1 | 0 | 66 | 0 | 66 | 0 | 0
5 | Smart Box Langsung Daya 13.2 kVA MCCB 20 A | Smart Box Langsung Daya 13.2 kVA MCCB 20 A | MDU-KD | Unit | 2980000 | 3564900 | 2980000 | -0.16407 | 3468934.332 | 4038089.0602 | 4700626.0995 | 5471866.8652 | 6369646.5868 |  | 2980000 | 1 | 0 | 67 | 0 | 67 | 0 | 0
6 | Smart Box Langsung Daya 16.5 kVA MCCB 25 A | Smart Box Langsung Daya 16.5 kVA MCCB 25 A | MDU-KD | Unit | 2980000 | 3564900 | 2980000 | -0.16407 | 3468934.332 | 4038089.0602 | 4700626.0995 | 5471866.8652 | 6369646.5868 |  | 2980000 | 1 | 0 | 68 | 0 | 68 | 0 | 0
7 | Smart Box Langsung Daya 23 kVA MCCB 35 A | Smart Box Langsung Daya 23 kVA MCCB 35 A | MDU-KD | Unit | 2980000 | 3564900 | 2980000 | -0.16407 | 3468934.332 | 4038089.0602 | 4700626.0995 | 5471866.8652 | 6369646.5868 |  | 2980000 | 1 | 0 | 69 | 0 | 69 | 0 | 0
8 | Smart Box Langsung Daya 33 kVA MCCB 50 A | Smart Box Langsung Daya 33 kVA MCCB 50 A | MDU-KD | Unit | 2980000 | 3564900 | 2980000 | -0.16407 | 3468934.332 | 4038089.0602 | 4700626.0995 | 5471866.8652 | 6369646.5868 |  | 2980000 | 1 | 0 | 70 | 0 | 70 | 0 | 0
9 | Smart Box Langsung Daya 41.5 kVA MCCB 63 A | Smart Box Langsung Daya 41.5 kVA MCCB 63 A | MDU-KD | Unit | 2980000 | 3564900 | 2980000 | -0.16407 | 3468934.332 | 4038089.0602 | 4700626.0995 | 5471866.8652 | 6369646.5868 |  | 2980000 | 1 | 0 | 71 | 0 | 71 | 0 | 0
10 | Smart Box Tidak Langsung Daya 53 kVA MCCB 80 A | Smart Box Tidak Langsung Daya 53 kVA MCCB 80 A | MDU-KD | Unit | 12249100 | 13644300 | 15300405 | 0.12138 | 17157523.1536 | 19240052.846 | 21575353.8668 | 24194106.8564 | 27130716.3809 |  | 15300405 | 1 | 0 | 72 | 0 | 72 | 0 | 0
11 | Smart Box Tidak Langsung Daya 66 kVA MCCB 100 A | Smart Box Tidak Langsung Daya 66 kVA MCCB 100 A | MDU-KD | Unit | 12249100 | 13644300 | 15196905 | 0.11379 | 16926183.2105 | 18852238.5364 | 20997462.5357 | 23386794.7345 | 26048012.5645 |  | 15196905 | 1 | 0 | 73 | 0 | 73 | 0 | 0
12 | Smart Box Tidak Langsung Daya 82.5 kVA MCCB 125 A | Smart Box Tidak Langsung Daya 82.5 kVA MCCB 125 A | MDU-KD | Unit | 12764100 | 14217900 | 16024905 | 0.12709 | 18061568.8856 | 20357079.8461 | 22944335.7043 | 25860415.3883 | 29147110.3228 |  | 16024905 | 1 | 0 | 74 | 0 | 74 | 0 | 0
13 | Smart Box Tidak Langsung Daya 105 kVA MCCB 160 A | Smart Box Tidak Langsung Daya 105 kVA MCCB 160 A | MDU-KD | Unit | 12764100 | 14217900 | 16024905 | 0.12709 | 18061568.8856 | 20357079.8461 | 22944335.7043 | 25860415.3883 | 29147110.3228 |  | 16024905 | 1 | 0 | 75 | 0 | 75 | 0 | 0
14 | Smart Box Tidak Langsung Daya 131 kVA MCCB 200 A | Smart Box Tidak Langsung Daya 131 kVA MCCB 200 A | MDU-KD | Unit | 13444100 | 14975400 | 16697655 | 0.11501 | 18617978.9855 | 20759151.0008 | 23146569.808 | 25808555.1697 | 28776683.7795 |  | 16697655 | 1 | 0 | 76 | 0 | 76 | 0 | 0
15 | Smart Box Tidak Langsung Daya 147 kVA MCCB 225 A | Smart Box Tidak Langsung Daya 147 kVA MCCB 225 A | MDU-KD | Unit | 13444100 | 14975400 | 16697655 | 0.11501 | 18617978.9855 | 20759151.0008 | 23146569.808 | 25808555.1697 | 28776683.7795 |  | 16697655 | 1 | 0 | 77 | 0 | 77 | 0 | 0
16 | Smart Box Tidak Langsung Daya 164 kVA MCCB 250 A | Smart Box Tidak Langsung Daya 164 kVA MCCB 250 A | MDU-KD | Unit | 13444100 | 14975400 | 16697655 | 0.11501 | 18617978.9855 | 20759151.0008 | 23146569.808 | 25808555.1697 | 28776683.7795 |  | 16697655 | 1 | 0 | 78 | 0 | 78 | 0 | 0
17 | Smart Box Tidak Langsung Daya 197 kVA MCCB 300 A | Smart Box Tidak Langsung Daya 197 kVA MCCB 300 A | MDU-KD | Unit | 14119100 | 15727300 | 18819405 | 0.19661 | 22519441.0073 | 26946931.8122 | 32244900.4776 | 38584489.472 | 46170489.1552 |  | 18819405 | 1 | 0 | 79 | 0 | 79 | 0 | 0
18 | Smart Box Tidak Langsung Daya TM | Smart Box Tidak Langsung Daya TM | MDU-KD | Unit | 3050000 | 3050000 | 4807679 | 0.57629 | 7578287.6613 | 11945565.3919 | 18829653.7304 | 29680960.9236 | 46785748.3712 |  | 4807679 | 1 | 0 | 80 | 0 | 80 | 0 | 0
19 | Kotak APP 1 Fasa OA KAS I |  | HDW | Set | 61350.3693 | 61350.3693 | 61350.3693 | -0.1 | 67485.6059 | 74234.3862 | 81658.0665 | 89824.139 | 98806.8453 |  | 61350.3693 | 0 | 1 | 0 | 165 | 165 | 0 | 0
20 | Kotak APP 3 Fasa OA KAS III |  | HDW | Set | 297606.4498 | 297606.4498 | 297606.4498 | -0.1 | 327368.0636 | 360105.9357 | 396117.7015 | 435730.7612 | 479305.2557 |  | 297606.4498 | 0 | 1 | 0 | 166 | 166 | 0 | 0
21 | Kotak APP Type I Lipat,lengkap |  | HDW | Bh | 63410.2865 | 63410.2865 | 63410.2865 | -0.1 | 69751.5216 | 76726.9008 | 84399.8406 | 92840.0995 | 102124.4116 |  | 63410.2865 | 0 | 1 | 0 | 167 | 167 | 0 | 0
22 | Kotak APP Type III Lipat,lengkap | Kotak APP Type III Lipat, lengkap | HDW | Bh | 259574.2722 | 259574.2722 | 233616 | -0.1 | 256978.3605 | 282677.0331 | 310945.6566 | 342041.2345 | 376246.4714 |  | 233616 | 0 | 1 | 0 | 168 | 168 | 0 | 0
23 | Kotak APP TR Type IV Tanpa Topi,lengkap |  | HDW | Bh | 5918293.4067 | 5918293.4067 | 5918293.4067 | -0.1 | 6510142.0133 | 7161177.4073 | 7877318.4601 | 8665075.9493 | 9531611.752 |  | 5918293.4067 | 0 | 1 | 0 | 169 | 169 | 0 | 0
24 | Kotak APP TR Type I A Single Tarif, lengkap |  | HDW | Bh | 7304865.0048 | 7304865.0048 | 7304865.0048 | -0.1 | 8035375.285 | 8838938.9713 | 9722861.6421 | 10695179.4575 | 11764732.2196 |  | 7304865.0048 | 0 | 1 | 0 | 170 | 170 | 0 | 0
25 | Kotak APP TR Double Tarif, lengkap |  | HDW | Bh | 7575415.5605 | 7575415.5605 | 7575415.5605 | -0.1 | 8332981.7771 | 9166307.0814 | 10082967.6289 | 11091297.2152 | 12200463.0425 |  | 7575415.5605 | 0 | 1 | 0 | 171 | 171 | 0 | 0
26 | Kotak APP TM , lengkap |  | HDW | Bh | 7034314.4491 | 7034314.4491 | 7034314.4491 | -0.1 | 7737768.793 | 8511570.8613 | 9362755.6554 | 10299061.6998 | 11329001.3966 |  | 7034314.4491 | 0 | 1 | 0 | 172 | 172 | 0 | 0
[15 empty] | 0 | 0 | 0 | 0 | 0 | 0 | 0 | 0
+ | LBS & KUBIKEL PELANGGAN | [5 empty] | 0 | [7 empty] | 0 | 0 | 0 | 0 | 0 | 0 | 0 | 0
| LBS Pelanggan TM |  | HDW | Unit | [10 empty] | 0 | 0 | 1 | 0 | 173 | 173 | 0 | 0
1 | Air Insulated LBS Manual;24KV;630A;Min-16KA | Air Insulated LBS Manual;24KV;630A;Min-16KA | MDU-KD | Cell | 16002920 | 30518900 | 45383073 | 0.48705 | 67486813.5786 | 100356139.5455 | 149234409.0708 | 221918748.0863 | 330003858.0836 |  | 45383073 | 1 | 0 | 81 | 0 | 81 | 0 | 0
2 | Air Insulated LBS Motorized;24KV;630A;Min-16KA | Air Insulated LBS Motorized;24KV;630A;Min-16KA | MDU-KD | Cell | 18311920 | 34969900 | 51851823 | 0.48276 | 76883592.7018 | 113999595.0912 | 169033563.9147 | 250635501.8791 | 371631250.903 |  | 51851823 | 1 | 0 | 82 | 0 | 82 | 0 | 0
3 | Air Insulated CBOG Motorized+Metering;20KV;630A;Min-16KA | Air Insulated CBOG Motorized+Metering;20KV;630A;Min-16KA | MDU-KD | Cell | 79514150 | 145312800 | 254142159 | 0.74893 | 444477272.3475 | 777360381.3348 | 1359550195.3957 | 2377760403.2593 | 4158540489.6817 |  | 254142159 | 1 | 0 | 83 | 0 | 83 | 0 | 0
4 | Fully Gas Insulated LBS Motorized;24KV;630A;Min-16KA | Fully Gas Insulated LBS Motorized;24KV;630A;Min-16KA | MDU-KD | Cell | 46492920 | 46492920 | 57792723 | 0.24304 | 71838869.913 | 89298841.8347 | 111002346.817 | 137980748.0783 | 171516074.9856 |  | 57792723 | 1 | 0 | 84 | 0 | 84 | 0 | 0
5 | Fully Gas Insulated CBOG Motorized+Metering;20KV;630A;Min-16KA | Fully Gas Insulated CBOG Motorized+Metering;20KV;630A;Min-16KA | MDU-KD | Cell | 229416150 | 229416150 | 255001209 | 0.11152 | 283439577.3421 | 315049463.1729 | 350184562.0018 | 389238014.3403 | 432646804.7064 |  | 255001209 | 1 | 0 | 85 | 0 | 85 | 0 | 0
6 | Fully Gas Insulated LBS Manual;24KV;630A;Min-16KA | Fully Gas Insulated LBS Manual;24KV;630A;Min-16KA | MDU-KD | Cell | 46425420 | 46425420 | 52628073 | 0.1336 | 59659429.4181 | 67630207.9023 | 76665919.6295 | 86908844.6561 | 98520272.3187 |  | 52628073 | 1 | 0 | 86 | 0 | 86 | 0 | 0
| Kubikel Pelayanan Prioritas | [13 empty] | 0 | 0 | 0 | 0 | 0 | 0 | 0 | 0
7 | Automatic Change Over (ACO) TM | Automatic Change Over (ACO) TM | MDU-KD | Cell | 241300000 | 286907300 | 281468250 | -0.018958 | 286804189.1175 | 292241284.3912 | 297781453.4906 | 303426650.4396 | 309178866.3054 |  | 281468250 | 1 | 0 | 87 | 0 | 87 | 0 | 0
8 | Automatic Change Over (ACO) TR | Automatic Change Over (ACO) TR | MDU-KD | Unit | 42499000 | 47390600 | 46492200 | -0.018957 | 47373568.7204 | 48271645.8525 | 49186748.1436 | 50119198.3453 | 51069325.3282 |  | 46492200 | 1 | 0 | 88 | 0 | 88 | 0 | 0
9 | PMCB dengan Box SPCC 2 mm | PMCB dengan Box SPCC 2 mm | HDW | Unit |  |  | 260118000 | -0.018957 | 265049146.9194 | 270073775.2971 | 275193657.2932 | 280410598.6637 | 285726439.3967 |  | 260118000 | 0 | 1 | 0 | 174 | 174 | 0 | 0
10 | PMCB dengan Box Alumunium Alloy 3 mm | PMCB dengan Box Alumunium Alloy 3 mm | HDW | Unit |  |  | 295696000 | -0.018957 | 301301611.3744 | 307013490.263 | 312833651.2159 | 318764146.9735 | 324807069.191 |  | 295696000 | 0 | 1 | 0 | 175 | 175 | 0 | 0
[15 empty] | 0 | 0 | 0 | 0 | 0 | 0 | 0 | 0
+ | KUBIKEL GARDU INDUK | [5 empty] | 0 | [7 empty] | 0 | 0 | 0 | 0 | 0 | 0 | 0 | 0
1 | Metaclad;Outgoing;20kV;630A;25kA - GI | Metaclad;Outgoing;20kV;630A;25kA - GI | MDU-KD | Cell | 126104830 | 181123500 | 191170110 | 0.055468 | 201773988.2313 | 212966045.4072 | 224778906.8054 | 237247007.3716 | 250406692.099 |  | 191170110 | 1 | 0 | 89 | 0 | 89 | 0 | 0
2 | Metaclad;Couple;20kV;2000A;25kA - GI | Metaclad;Couple;20kV;2000A;25kA - GI | MDU-KD | Cell | 191704830 | 265523500 | 280180110 | 0.055199 | 295645749.0189 | 311965074.5834 | 329185209.2675 | 347355876.7602 | 366529545.4444 |  | 280180110 | 1 | 0 | 90 | 0 | 90 | 0 | 0
3 | Kubikel Interface 20 kV |  | HDW | Cell | 79200000 | 79200000 | 79200000 | 0.055199 | 83571754.3344 | 88184824.7793 | 93052531.7232 | 98188930.8253 | 103608853.6021 |  | 79200000 | 0 | 1 | 0 | 176 | 176 | 0 | 0
4 | Power Meter Digital |  | HDW | Unit | 5975000 | 5975000 | 5975000 | 0.055199 | 6304813.5372 | 6652832.425 | 7020061.5789 | 7407561.3849 | 7816450.761 |  | 5975000 | 0 | 1 | 0 | 177 | 177 | 0 | 0
5 | Rele Proteksi OC/EF |  | HDW | Set | 12500000 | 12500000 | 12500000 | 0.055199 | 13189986.4795 | 13918059.4664 | 14686321.2947 | 15496990.3449 | 16352407.4498 |  | 12500000 | 0 | 1 | 0 | 178 | 178 | 0 | 0
[15 empty] | 0 | 0 | 0 | 0 | 0 | 0 | 0 | 0
+ | TRAFO DISTRIBUSI | [5 empty] | 0 | [7 empty] | 0 | 0 | 0 | 0 | 0 | 0 | 0 | 0
1 | Trafo 1 Fasa CSP 50 kVA | Trafo 1 Fasa CSP 50 kVA | MDU-KD | Bh | 24998100 | 27845400 | 34184115 | 0.22764 | 41965772.3837 | 51518842.941 | 63246570.4124 | 77643992.772 | 95318838.2274 |  | 34184115 | 1 | 0 | 91 | 0 | 91 | 0 | 0
2 | Trafo 3 phasa 50 kVA YNyn0 | Trafo 3 phasa 50 kVA YNyn0 | MDU-KD | Bh | 26746100 | 42757200 | 41739615 | -0.023799 | 42732982.3423 | 43749990.9827 | 44791203.5638 | 45857196.119 | 46948558.3904 |  | 41739615 | 1 | 0 | 92 | 0 | 92 | 0 | 0
3 | Trafo 3 phasa 100 kVA YNyn0 | Trafo 3 phasa 100 kVA YNyn0 | MDU-KD | Bh | 38097500 | 56838600 | 56796132 | -0.00074717 | 56838568.2693 | 56881036.2455 | 56923535.9526 | 56966067.414 | 57008630.6536 |  | 56796132 | 1 | 0 | 93 | 0 | 93 | 0 | 0
4 | Trafo 3 phasa 160 kVA YNyn0 | Trafo 3 phasa 160 kVA YNyn0 | MDU-KD | Bh | 46697500 | 77674900 | 77593867 | -0.0010432 | 77674815.4637 | 77755848.3755 | 77836965.8235 | 77918167.8959 | 77999454.6809 |  | 77593867 | 1 | 0 | 94 | 0 | 94 | 0 | 0
5 | Trafo 3 phasa 50 kVA Yzn5 |  | MDU-KD | Bh | 21530100 | 21530100 | 21530100 | 0.33316 | 28703126.3705 | 38265937.6149 | 51014720.9278 | 68010923.3839 | 90669626.6374 |  | 21530100 | 1 | 0 | 95 | 0 | 95 | 0 | 0
6 | Trafo 3 phasa 100 kVA Yzn5 |  | MDU-KD | Bh | 31630800 | 31630800 | 31630800 | 0.33316 | 42169002.9123 | 56218142.0202 | 74947930.3265 | 99917785.5826 | 133206665.3774 |  | 31630800 | 1 | 0 | 96 | 0 | 96 | 0 | 0
7 | Trafo 3 phasa 160 kVA Yzn5 |  | MDU-KD | Bh | 32680800 | 32680800 | 32680800 | 0.33316 | 43568823.7533 | 58084330.9602 | 77435863.8231 | 103234605.7346 | 137628526.3056 |  | 32680800 | 1 | 0 | 97 | 0 | 97 | 0 | 0
8 | Trafo 3 phasa 200 kVA Dyn5 |  | MDU-KD | Bh | 37313100 | 37313100 | 37313100 | 0.33316 | 49744433.355 | 66317423.3663 | 88411915.5718 | 117867468.582 | 157136513.3318 |  | 37313100 | 1 | 0 | 98 | 0 | 98 | 0 | 0
9 | Trafo 3 phasa 250 kVA DYn5 | Trafo 3 phasa 250 kVA DYn5 | MDU-KD | Bh | 63057400 | 63057400 | 84065774 | 0.33316 | 112073354.7247 | 149412016.8245 | 199190528.6177 | 265553384.0868 | 354025868.0436 |  | 84065774 | 1 | 0 | 99 | 0 | 99 | 0 | 0
10 | Trafo 3 phasa 400 kVA DYn5 OD | Trafo 3 phasa 400 kVA DYn5 OD | MDU-KD | Bh | 87094400 | 97014452.16 | 148905792 | 0.53488 | 228552905.237 | 350801871.3758 | 538439679.1329 | 826441680.393 | 1268490933.266 |  | 148905792 | 1 | 0 | 100 | 0 | 100 | 0 | 0
11 | LVCB 2 Jurusan 250 A MCCB | LVCB 2 Jurusan 250 A MCCB | MDU-KD | Bh | 10270090 | 11439900 | 19002548 | 0.66108 | 31564684.1749 | 52431352.2092 | 87092482.1948 | 144667267.4889 | 240303385.0371 |  | 19002548 | 1 | 0 | 101 | 0 | 101 | 0 | 0
12 | LVCB 2 Jurusan 250 A LBS | LVCB 2 Jurusan 250 A LBS | MDU-KD | Bh | 8972560 | 9994500 | 15765813 | 0.57745 | 24869764.3255 | 39230782.3012 | 61884554.2653 | 97619721.8606 | 153990122.564 |  | 15765813 | 1 | 0 | 102 | 0 | 102 | 0 | 0
13 | LVCB 2 Jurusan 400 A LBS | LVCB 2 Jurusan 400 A LBS | MDU-KD | Bh | 10973865 | 12223800 | 20297768 | 0.66051 | 33704689.6858 | 55967045.5795 | 92933957.2653 | 154317961.9997 | 256246845.572 |  | 20297768 | 1 | 0 | 103 | 0 | 103 | 0 | 0
14 | LVCB 4 Jurusan 400 A LBS | LVCB 4 Jurusan 400 A LBS | MDU-KD | Bh | 12622540 | 14060200 | 22496481 | 0.60001 | 35994627.2018 | 57591815.6888 | 92147564.5723 | 147437158.4755 | 235901141.8286 |  | 22496481 | 1 | 0 | 104 | 0 | 104 | 0 | 0
15 | LVCB 4 Jurusan 630 A LBS | LVCB 4 Jurusan 630 A LBS | MDU-KD | Unit | 15724250 | 16589083.75 | 29205640 | 0.76053 | 51417511.7001 | 90522259.0373 | 159367482.2113 | 280571813.5681 | 493956116.2452 |  | 29205640 | 1 | 0 | 105 | 0 | 105 | 0 | 0
16 | Secunder Distribution Panel (SDP) TR (Ukuran 100x90x50 cm; 1 unit MCCB 250A; 1 unit MCCB 100A; 3 unit NT Fuse 63-100A; 14 Unit MCB 1 Fasa 35 A) | Secunder Distribution Panel (SDP) TR (Ukuran 100x90x50 cm; 1 unit MCCB 250A; 1 unit MCCB 100A; 3 unit NT Fuse 63-100A; 14 Unit MCB 1 Fasa 35 A) | HDW | Unit |  |  | 23184000 | 0.33316 | 30908044.1695 | 41205451.7937 | 54933571.604 | 73235388.9547 | 97634689.2937 |  | 23184000 | 0 | 1 | 0 | 179 | 179 | 0 | 0
17 | Main Distribution Panel (MDP) TR 3 Jurusan (Ukuran 150x100x50 cm; 1 unit MCCB 400A; 3 unit MCCB 250A; 9 unit NT Fuse 63-100A) | Main Distribution Panel (MDP) TR 3 Jurusan (Ukuran 150x100x50 cm; 1 unit MCCB 400A; 3 unit MCCB 250A; 9 unit NT Fuse 63-100A) | HDW | Unit |  |  | 32602500 | 0.33316 | 43464437.1134 | 57945166.5849 | 77250335.0681 | 102987265.7175 | 137298781.8192 |  | 32602500 | 0 | 1 | 0 | 180 | 180 | 0 | 0
[15 empty] | 0 | 0 | 0 | 0 | 0 | 0 | 0 | 0
+ | PEMBATAS | [5 empty] | 0 | [7 empty] | 0 | 0 | 0 | 0 | 0 | 0 | 0 | 0
1 | Fuse Link 2 A | Fuse Link 2 A | HDW | Bh | 17500 | 17500 | 19609 | 0.12051 | 21972.1646 | 24620.1244 | 27587.2011 | 30911.8529 | 34637.1728 |  | 19609 | 0 | 1 | 0 | 181 | 181 | 0 | 0
2 | Fuse Link 3 A | Fuse Link 3 A | HDW | Bh | 17500 | 17500 | 19609 | 0.12051 | 21972.1646 | 24620.1244 | 27587.2011 | 30911.8529 | 34637.1728 |  | 19609 | 0 | 1 | 0 | 182 | 182 | 0 | 0
3 | Fuse Link 4 A | Fuse Link 4 A | HDW | Bh | 17500 | 17500 | 19609 | 0.12051 | 21972.1646 | 24620.1244 | 27587.2011 | 30911.8529 | 34637.1728 |  | 19609 | 0 | 1 | 0 | 183 | 183 | 0 | 0
4 | Fuse Link 6 A | Fuse Link 6 A | HDW | Bh | 18000 | 18000 | 20170 | 0.12056 | 22601.6056 | 25326.3547 | 28379.5874 | 31800.9044 | 35634.68 |  | 20170 | 0 | 1 | 0 | 184 | 184 | 0 | 0
5 | Fuse Link 8 A | Fuse Link 8 A | HDW | Bh | 18000 | 18000 | 20170 | 0.12056 | 22601.6056 | 25326.3547 | 28379.5874 | 31800.9044 | 35634.68 |  | 20170 | 0 | 1 | 0 | 185 | 185 | 0 | 0
6 | Fuse Link 10 A | Fuse Link 10 A | HDW | Bh | 18000 | 18000 | 20170 | 0.12056 | 22601.6056 | 25326.3547 | 28379.5874 | 31800.9044 | 35634.68 |  | 20170 | 0 | 1 | 0 | 186 | 186 | 0 | 0
7 | Fuse Link 12 A |  | HDW | Bh | 18000 | 18000 | 20170 | 0.12056 | 22601.6056 | 25326.3547 | 28379.5874 | 31800.9044 | 35634.68 |  | 20170 | 0 | 1 | 0 | 187 | 187 | 0 | 0
8 | Fuse Link 15 A | Fuse Link 15 A | HDW | Bh | 18000 | 18000 | 20170 | 0.12056 | 22601.6056 | 25326.3547 | 28379.5874 | 31800.9044 | 35634.68 |  | 20170 | 0 | 1 | 0 | 188 | 188 | 0 | 0
9 | Fuse Link 16 A | Fuse Link 16 A | HDW | Bh |  |  | 20170 | 0.12056 | 22601.6056 | 25326.3547 | 28379.5874 | 31800.9044 | 35634.68 |  | 20170 | 0 | 1 | 0 | 189 | 189 | 0 | 0
10 | Fuse Link 20 A | Fuse Link 20 A | HDW | Bh | 20000 | 20000 | 22411 | 0.12055 | 25112.646 | 28139.9755 | 31532.2496 | 35333.4623 | 39592.9111 |  | 22411 | 0 | 1 | 0 | 190 | 190 | 0 | 0
11 | Fuse Link 25 A | Fuse Link 25 A | HDW | Bh | 23000 | 23000 | 25772 | 0.12052 | 28878.0863 | 32358.5234 | 36258.429 | 40628.3579 | 45524.9582 |  | 25772 | 0 | 1 | 0 | 191 | 191 | 0 | 0
12 | Fuse Link 30 A | Fuse Link 30 A | HDW | Bh | 23700 | 23700 | 26557 | 0.12055 | 29758.4071 | 33345.7392 | 37365.5188 | 41869.8769 | 46917.2287 |  | 26557 | 0 | 1 | 0 | 192 | 192 | 0 | 0
13 | Fuse Link 50 A | Fuse Link 50 A | HDW | Bh | 32500 | 32500 | 36417 | 0.12052 | 40806.0889 | 45724.1643 | 51234.9813 | 57409.9788 | 64329.2061 |  | 36417 | 0 | 1 | 0 | 193 | 193 | 0 | 0
14 | Fuse Link 60 A | Fuse Link 60 A | HDW | Bh | 32500 | 32500 | 36417 | 0.12052 | 40806.0889 | 45724.1643 | 51234.9813 | 57409.9788 | 64329.2061 |  | 36417 | 0 | 1 | 0 | 194 | 194 | 0 | 0
15 | Fuse Link 80A | Fuse Link 80 A | HDW | Bh | 32500 | 32500 | 36417 | 0.12052 | 40806.0889 | 45724.1643 | 51234.9813 | 57409.9788 | 64329.2061 |  | 36417 | 0 | 1 | 0 | 195 | 195 | 0 | 0
16 | Fuse Link 100A | Fuse Link 100 A | HDW | Bh | 32500 | 32500 | 36417 | 0.12052 | 40806.0889 | 45724.1643 | 51234.9813 | 57409.9788 | 64329.2061 |  | 36417 | 0 | 1 | 0 | 196 | 196 | 0 | 0
17 | NT Fuse 63 A Size 0 |  | HDW | Bh | 38700 | 38700 | 38700 | 0.12052 | 43364.2431 | 48590.6351 | 54446.9279 | 61009.0392 | 68362.0363 |  | 38700 | 0 | 1 | 0 | 197 | 197 | 0 | 0
18 | NT Fuse 80 A Size 0 |  | HDW | Bh | 38700 | 38700 | 38700 | 0.12052 | 43364.2431 | 48590.6351 | 54446.9279 | 61009.0392 | 68362.0363 |  | 38700 | 0 | 1 | 0 | 198 | 198 | 0 | 0
19 | NT Fuse 100 A Size 0 |  | HDW | Bh | 38700 | 38700 | 38700 | 0.12052 | 43364.2431 | 48590.6351 | 54446.9279 | 61009.0392 | 68362.0363 |  | 38700 | 0 | 1 | 0 | 199 | 199 | 0 | 0
20 | NT Fuse 63 - 100 A Size 00, 25 - 160 A | NT Fuse 63 - 100 A Size 00, 25 - 160 A | HDW | Bh | 35700 | 35700 | 35700 | 0.12052 | 40002.6738 | 44823.9192 | 50226.2358 | 56279.6563 | 63062.6537 |  | 35700 | 0 | 1 | 0 | 200 | 200 | 0 | 0
21 | NT Fuse 63 - 100 A Size 0, 50 - 160 A | NT Fuse 63 - 100 A Size 0, 50 - 160 A | HDW | Bh | 38700 | 38700 | 38700 | 0.12052 | 43364.2431 | 48590.6351 | 54446.9279 | 61009.0392 | 68362.0363 |  | 38700 | 0 | 1 | 0 | 201 | 201 | 0 | 0
22 | NT Fuse 63 - 100 A Size 1, 63 - 250 A | NT Fuse 63 - 100 A Size 1, 63 - 250 A | HDW | Bh | 51000 | 51000 | 51000 | 0.12052 | 57146.6769 | 64034.1703 | 71751.7655 | 80399.509 | 90089.5053 |  | 51000 | 0 | 1 | 0 | 202 | 202 | 0 | 0
23 | NT Fuse 63 - 100 A Size 2, 250 - 400 A | NT Fuse 63 - 100 A Size 2, 250 - 400 A | HDW | Bh | 94200 | 94200 | 94200 | 0.12052 | 105553.2738 | 118274.8792 | 132529.7316 | 148502.6226 | 166400.6156 |  | 94200 | 0 | 1 | 0 | 203 | 203 | 0 | 0
24 | NT Fuse 63 - 100 A Size 3, 425 - 630 A | NT Fuse 63 - 100 A Size 3, 425 - 630 A | HDW | Bh | 119300 | 119300 | 119300 | 0.12052 | 133678.4031 | 149789.7355 | 167842.8554 | 188071.7927 | 210738.7839 |  | 119300 | 0 | 1 | 0 | 204 | 204 | 0 | 0
25 | NT Fuse 63 - 100 A Size 4, 800 - 1250 A | NT Fuse 63 - 100 A Size 4, 800 - 1250 A | HDW | Bh | 432900 | 432900 | 432900 | 0.12052 | 485074.44 | 543537.104 | 609045.8682 | 682449.9503 | 764700.9181 |  | 432900 | 0 | 1 | 0 | 205 | 205 | 0 | 0
26 | NH Fuse Holder Size 00, 25 - 160 A | NH Fuse Holder Size 00, 25 - 160 A | HDW | Bh | 56700 | 56700 | 56700 | 0.12052 | 63533.6585 | 71190.9305 | 79771.0805 | 89385.3365 | 100158.3323 |  | 56700 | 0 | 1 | 0 | 206 | 206 | 0 | 0
27 | NH Fuse Holder Size 0, 50 - 160 A | NH Fuse Holder Size 0, 50 - 160 A | HDW | Bh | 68300 | 68300 | 68300 | 0.12052 | 76531.7262 | 85755.5653 | 96091.0899 | 107672.2837 | 120649.2786 |  | 68300 | 0 | 1 | 0 | 207 | 207 | 0 | 0
28 | NH Fuse Holder Size 1, 63 - 250 A | NH Fuse Holder Size 1, 63 - 250 A | HDW | Bh | 116200 | 116200 | 116200 | 0.12052 | 130204.7815 | 145897.4624 | 163481.4735 | 183184.7637 | 205262.7551 |  | 116200 | 0 | 1 | 0 | 208 | 208 | 0 | 0
29 | NH Fuse Holder Size 2, 250 - 400 A | NH Fuse Holder Size 2, 250 - 400 A | HDW | Bh | 183000 | 183000 | 183000 | 0.12052 | 205055.7231 | 229769.6698 | 257462.2173 | 288492.356 | 323262.3424 |  | 183000 | 0 | 1 | 0 | 209 | 209 | 0 | 0
30 | NH Fuse Holder Size 3, 425 - 630 A | NH Fuse Holder Size 3, 425 - 630 A | HDW | Bh | 271100 | 271100 | 271100 | 0.12052 | 303773.8062 | 340385.56 | 381409.875 | 427378.5667 | 478887.5466 |  | 271100 | 0 | 1 | 0 | 210 | 210 | 0 | 0
31 | NH Fuse Holder Size 4, 800 - 1250 A | NH Fuse Holder Size 4, 800 - 1.250 A | HDW | Bh | 669000 | 669000 | 669000 | 0.12052 | 749629.9385 | 839977.6452 | 941214.3355 | 1054652.3833 | 1181762.3336 |  | 669000 | 0 | 1 | 0 | 211 | 211 | 0 | 0
32 | NH Fuse Puller Size 00-4 | NH Fuse Puller Size 00-4 | HDW | Bh | 37900 | 37900 | 37900 | 0.12052 | 42467.8246 | 47586.1775 | 53321.41 | 59747.8704 | 66948.8676 |  | 37900 | 0 | 1 | 0 | 212 | 212 | 0 | 0
[15 empty] | 0 | 0 | 0 | 0 | 0 | 0 | 0 | 0
+ | SWITCH | [13 empty] | 0 | 0 | 0 | 0 | 0 | 0 | 0 | 0
1 | ABSW 20 KV | ABSW 20 KV | MDU-KD | Set | 22250000 | 24784300 | 24931802 | 0.0059514 | 25080181.8477 | 25229444.7675 | 25379596.0149 | 25530640.8768 | 25682584.6715 |  | 24931802 | 1 | 0 | 106 | 0 | 106 | 0 | 0
2 | Load Break Switch | Load Break Switch | MDU-KD | Set | 80895000 | 90108900 | 99591002 | 0.10523 | 110070899.5378 | 121653590.0007 | 134455119.5838 | 148603745.9494 | 164241223.2316 |  | 99591002 | 1 | 0 | 107 | 0 | 107 | 0 | 0
3 | Recloser | Recloser | MDU-KD | Set | 157800000 | 175773400 | 172033500 | -0.021277 | 175693826.7994 | 179432033.7343 | 183249777.8467 | 187148751.4353 | 191130682.8054 |  | 172033500 | 1 | 0 | 108 | 0 | 108 | 0 | 0
4 | Disconnecting Switch 20 KV |  | HDW | Set | 8595700 | 8703800 | 8538750 | -0.018963 | 8700670.1599 | 8865660.8088 | 9033780.1723 | 9205087.5803 | 9379643.4875 |  | 8538750 | 0 | 1 | 0 | 213 | 213 | 0 | 0
5 | Disconnecting Switch 20 KV - 630 A Porcelein | Disconnecting Switch 20 KV - 630 A Porcelain | HDW | Set | 8595700 | 8703800 | 8538750 | -0.018963 | 8700670.1599 | 8865660.8088 | 9033780.1723 | 9205087.5803 | 9379643.4875 |  | 8538750 | 0 | 1 | 0 | 214 | 214 | 0 | 0
6 | Disconnecting Switch 20 KV - 630 A Polymer | Disconnecting Switch 20 KV - 630 A Polymer | HDW | Set | 8595700 | 10441400 | 10243395 | -0.018963 | 10437645.1415 | 10635578.9364 | 10837266.2395 | 11042778.2304 | 11252187.4383 |  | 10243395 | 0 | 1 | 0 | 215 | 215 | 0 | 0
7 | FCO Polymer | FCO Polymer | MDU-KD | Bh | 848250 | 848250 | 1188045 | 0.40058 | 1663956.2889 | 2330509.8134 | 3264073.7179 | 4571607.9696 | 6402918.9393 |  | 1188045 | 1 | 0 | 109 | 0 | 109 | 0 | 0
[15 empty] | 0 | 0 | 0 | 0 | 0 | 0 | 0 | 0
+ | LIGHTNING ARESTER | [5 empty] | 0 | [7 empty] | 0 | 0 | 0 | 0 | 0 | 0 | 0 | 0
1 | Lightning Arester (Polymer) 21 KV, 10 KA | Lightning Arester (Polymer) 21 KV, 10 KA | MDU-KD | Bh | 648050 | 725900 | 633818 | -0.12685 | 714219.1972 | 804819.4619 | 906912.568 | 1021956.4075 | 1151593.8092 |  | 633818 | 1 | 0 | 110 | 0 | 110 | 0 | 0
2 | Lightning Arester (Polymer) 24 KV, 10 KA | Lightning Arester (Polymer) 24 KV, 10 KA | MDU-KD | Bh | 674300 | 751100 | 658367 | -0.12346 | 739650.9129 | 830970.3752 | 933564.405 | 1048824.9935 | 1178315.9908 |  | 658367 | 1 | 0 | 111 | 0 | 111 | 0 | 0
3 | Disconnector Lightning Arester 5 KA |  | HDW | Bh | 42100 | 42100 | 42100 | -0.12346 | 47297.789 | 53137.3122 | 59697.7999 | 67068.2647 | 75348.7086 |  | 42100 | 0 | 1 | 0 | 216 | 216 | 0 | 0
4 | Disconnector Lightning Arester 10 KA |  | HDW | Bh | 42100 | 42100 | 42100 | -0.12346 | 47297.789 | 53137.3122 | 59697.7999 | 67068.2647 | 75348.7086 |  | 42100 | 0 | 1 | 0 | 217 | 217 | 0 | 0
5 | Multi Chamber Arrester | Multi Chamber Arrester | HDW | Bh | 3800000 | 4232800 | 4140000 | -0.021924 | 4230765.4508 | 4323520.8453 | 4418309.8111 | 4515176.9322 | 4614167.7703 |  | 4140000 | 0 | 1 | 0 | 218 | 218 | 0 | 0
[15 empty] | 0 | 0 | 0 | 0 | 0 | 0 | 0 | 0
+ | TIANG BETON | [5 empty] | 0 | [7 empty] | 0 | 0 | 0 | 0 | 0 | 0 | 0 | 0
1 | Tiang Beton 9M-200 daN+E | Tiang Beton 9M-200 daN+E | HDW | Btg | 3036730 | 3382600 | 3275796 | -0.031575 | 3379227.7141 | 3485925.2357 | 3595991.6813 | 3709533.423 | 3826660.1917 |  | 3275796 | 0 | 1 | 0 | 219 | 219 | 1 | 1
2 | Tiang Beton 11M-200 daN+E | Tiang Beton 11M-200 daN+E | HDW | Btg | 4137730 | 4609000 | 4439239 | -0.036833 | 4602747.2777 | 4772277.9743 | 4948052.9105 | 5130302.0774 | 5319263.937 |  | 4439239 | 0 | 1 | 0 | 220 | 220 | 1 | 2
3 | Tiang Beton 12M-200 daN+E | Tiang Beton 12M-200 daN+E | HDW | Btg | 5206920 | 5800000 | 5579043 | -0.038096 | 5791582.4145 | 6012218.7379 | 6241260.4302 | 6479027.7028 | 6725852.9656 |  | 5579043 | 0 | 1 | 0 | 221 | 221 | 1 | 3
4 | Tiang Beton 12M-350 daN+E | Tiang Beton 12M-350 daN+E | HDW | Btg | 5453270 | 6074400 | 5852615 | -0.036511 | 6066302.3136 | 6287791.6555 | 6517367.889 | 6755326.2778 | 7001972.8665 |  | 5852615 | 0 | 1 | 0 | 222 | 222 | 1 | 4
5 | Tiang Beton 13M-350 daN+E | Tiang Beton 13M-350 daN+E | HDW | Btg | 6453770 | 7188900 | 6900076 | -0.040176 | 7177296.0963 | 7465653.8935 | 7765596.8639 | 8077590.458 | 8402118.8262 |  | 6900076 | 0 | 1 | 0 | 223 | 223 | 1 | 5
6 | Tiang Beton 14M-350 daN+E | Tiang Beton 14M-350 daN+E | HDW | Btg | 7728790 | 8609100 | 8259559 | -0.040601 | 8594908.1669 | 8943872.9594 | 9307006.1903 | 9684883.1171 | 10078102.3537 |  | 8259559 | 0 | 1 | 0 | 224 | 224 | 1 | 6
7 | Penomoran Tiang | Penomoran Tiang | JASA | Btg | 10066.6667 | 10066.6667 | 12498.75 | 0.2416 | 15518.419 | 19267.6331 | 23922.6486 | 29702.305 | 36878.3131 |  | 12498.75 | 0 | 0 | 0 | 0 | 0 | 0 | 0
8 | Penghalang Panjat dan Papan Peringatan | Penghalang Panjat dan Papan Peringatan | HDW | Set | 200000 | 200000 | 249187.5 | 0.24594 | 310472.0508 | 386828.7708 | 481964.4716 | 600497.6088 | 748182.4895 |  | 249187.5 | 0 | 1 | 0 | 225 | 225 | 0 | 0
9 | Upah Pasang Acc.Jar Penghalang Panjat |  | JASA | Unit | 13000 | 14900 | 14900 | 0.24594 | 18564.4688 | 23130.1678 | 28818.7434 | 35906.3531 | 44737.0719 |  | 14900 | 0 | 0 | 0 | 0 | 0 | 0 | 0
10 | Upah Bongkar Acc.Jar Penghalang Panjat |  | JASA | Unit | 6360 | 6360 | 6360 | 0.24594 | 7924.1625 | 9873.0112 | 12301.1549 | 15326.4702 | 19095.824 |  | 6360 | 0 | 0 | 0 | 0 | 0 | 0 | 0
[15 empty] | 0 | 0 | 0 | 0 | 0 | 0 | 0 | 0
+ | ISOLATOR | [5 empty] | 0 | [7 empty] | 0 | 0 | 0 | 0 | 0 | 0 | 0 | 0
1 | Isolator Tumpu ( Pin Post ) 20 KV | Isolator Tumpu ( Pin Post ) 20 KV | MDU-KD | Bh | 217470 | 235900 | 243753 | 0.03329 | 251867.4227 | 260251.9707 | 268915.6363 | 277867.7113 | 287117.7967 |  | 243753 | 1 | 0 | 112 | 0 | 112 | 0 | 0
1 | Isolator Tumpu ( Pin Post ) 20 KV Porcelain | Isolator Tumpu ( Pin Post ) 20 KV Porcelain | MDU-KD | Bh |  |  | 243753 | 0.03329 | 251867.4227 | 260251.9707 | 268915.6363 | 277867.7113 | 287117.7967 |  | 243753 | 1 | 0 | 113 | 0 | 113 | 0 | 0
2 | Isolator Tumpu ( Line Post ) 20 KV | Isolator Tumpu ( Line Post ) 20 KV | MDU-KD | Bh | 212320 | 176900 | 235202 | 0.32958 | 312718.9418 | 415783.6097 | 552815.9218 | 735010.7995 | 977252.742 |  | 235202 | 1 | 0 | 114 | 0 | 114 | 0 | 0
2 | Isolator Tumpu ( Line Post ) 20 KV Polymer | Isolator Tumpu ( Line Post ) 20 KV Polymer | MDU-KD | Bh |  |  | 235202 | 0.32958 | 312718.9418 | 415783.6097 | 552815.9218 | 735010.7995 | 977252.742 |  | 235202 | 1 | 0 | 115 | 0 | 115 | 0 | 0
3 | Isolator Tarik ( Strainkap Porcelain ) 20 KV | Isolator Tarik ( Strainkap Porcelain ) 20 KV | MDU-KD | Set | 394550 | 430000 | 557575 | 0.29669 | 722999.7224 | 937503.6516 | 1215647.9036 | 1576313.6741 | 2043983.9462 |  | 557575 | 1 | 0 | 116 | 0 | 116 | 0 | 0
4 | Isolator Tarik ( Porcelain ) 20 KV + Primary Dead End Clamp 150-240 mm² | Isolator Tarik ( Porcelain ) 20 KV + Primary Dead End Clamp 150-240 mm² | MDU-KD | Set | 220800 | 205700 | 557575 | 1.7106 | 1511375.2096 | 4096767.2947 | 11104788.6453 | 30100887.355 | 81592135.4738 |  | 557575 | 1 | 0 | 117 | 0 | 117 | 0 | 0
4 | Isolator Tarik ( Porcelain ) 20 KV + Primary Dead End Clamp 70-150 mm² | Isolator Tarik ( Porcelain ) 20 KV + Primary Dead End Clamp 70-150 mm² | MDU-KD | Set |  |  | 557575 | 1.7106 | 1511375.2096 | 4096767.2947 | 11104788.6453 | 30100887.355 | 81592135.4738 |  | 557575 | 1 | 0 | 118 | 0 | 118 | 0 | 0
5 | Isolator Tarik ( Suspension Polymer ) 20 KV | Isolator Tarik ( Suspension Polymer ) 20 KV | MDU-KD | Set | 220800 | 205700 | 217609 | 0.057895 | 230207.4715 | 243535.3314 | 257634.8076 | 272550.5729 | 288329.8863 |  | 217609 | 1 | 0 | 119 | 0 | 119 | 0 | 0
5 | Isolator Tarik ( Polymer ) 20 KV + Primary Dead End Clamp 70-150 mm² | Isolator Tarik ( Polymer ) 20 KV + Primary Dead End Clamp 70-150 mm² | MDU-KD | Set |  |  | 217609 | 0.057895 | 230207.4715 | 243535.3314 | 257634.8076 | 272550.5729 | 288329.8863 |  | 217609 | 1 | 0 | 120 | 0 | 120 | 0 | 0
5 | Isolator Tarik ( Polymer ) 20 KV + Primary Dead End Clamp 150-240 mm² | Isolator Tarik ( Polymer ) 20 KV + Primary Dead End Clamp 150-240 mm² | MDU-KD | Set |  |  | 217609 | 0.057895 | 230207.4715 | 243535.3314 | 257634.8076 | 272550.5729 | 288329.8863 |  | 217609 | 1 | 0 | 121 | 0 | 121 | 0 | 0
[15 empty] | 0 | 0 | 0 | 0 | 0 | 0 | 0 | 0
+ | KAPASITOR | [13 empty] | 0 | 0 | 0 | 0 | 0 | 0 | 0 | 0
1 | Capasitor 3 x 300 KVAR komplit dengan kontrol |  | HDW | Set | 280800000 | 280800000 | 280800000 | 0.03329 | 290147699.8728 | 299806580.276 | 309787000.2629 | 320099663.7349 | 330755630.9215 |  | 280800000 | 0 | 1 | 0 | 226 | 226 | 0 | 0
2 | Micro Capasitor Controller |  | HDW | Bh | 34688200 | 34688200 | 34688200 | 0.03329 | 35842953.8559 | 37036148.9242 | 38269064.895 | 39543024.0583 | 40859392.7227 |  | 34688200 | 0 | 1 | 0 | 227 | 227 | 0 | 0
3 | Current Sensor |  | HDW | Bh | 24774500 | 24774500 | 24774500 | 0.03329 | 25599231.4476 | 26451417.8171 | 27331973.0698 | 28241841.5926 | 29181999.2103 |  | 24774500 | 0 | 1 | 0 | 228 | 228 | 0 | 0
[15 empty] | 0 | 0 | 0 | 0 | 0 | 0 | 0 | 0
+ | KONDUKTOR | [13 empty] | 0 | 0 | 0 | 0 | 0 | 0 | 0 | 0
1 | AAAC 70 mm² | AAAC 70 mm² | MDU-KD | Mtr | 9831 | 14200 | 13967 | -0.016408 | 14196.1768 | 14429.1141 | 14665.8735 | 14906.5178 | 15151.1106 |  | 13967 | 1 | 0 | 122 | 0 | 122 | 0 | 0
2 | AAAC 150 mm² | AAAC 150 mm² | MDU-KD | Mtr | 19368 | 25300 | 24827 | -0.018696 | 25291.157 | 25763.9916 | 26245.6663 | 26736.3461 | 27236.1995 |  | 24827 | 1 | 0 | 123 | 0 | 123 | 0 | 0
3 | AAAC 240 mm² | AAAC 240 mm² | MDU-KD | Mtr | 32428 | 36900 | 36183 | -0.019431 | 36886.068 | 37602.7973 | 38333.4533 | 39078.3066 | 39837.633 |  | 36183 | 1 | 0 | 124 | 0 | 124 | 0 | 0
4 | AAAC/S 70 mm² | AAAC/S 70 mm² | MDU-KD | Mtr | 13740 | 16600 | 16324 | -0.016627 | 16595.4111 | 16871.3348 | 17151.8461 | 17437.0214 | 17726.9382 |  | 16324 | 1 | 0 | 125 | 0 | 125 | 0 | 0
5 | AAAC/S 150 mm² | AAAC/S 150 mm² | MDU-KD | Mtr | 24590 | 29000 | 28486 | -0.017724 | 28990.8898 | 29504.7283 | 30027.6742 | 30559.8888 | 31101.5365 |  | 28486 | 1 | 0 | 126 | 0 | 126 | 0 | 0
6 | AAAC/S 240 mm² | AAAC/S 240 mm² | MDU-KD | Mtr | 39175 | 44300 | 43466 | -0.018826 | 44284.299 | 45118.0034 | 45967.4033 | 46832.7941 | 47714.4769 |  | 43466 | 1 | 0 | 127 | 0 | 127 | 0 | 0
[15 empty] | 0 | 0 | 0 | 0 | 0 | 0 | 0 | 0
+ | PENGHANTAR KABEL | [5 empty] | 0 | [7 empty] | 0 | 0 | 0 | 0 | 0 | 0 | 0 | 0
1 | NFA2X-T 2 x 70 + N 50 mm² |  | MDU-KD | Mtr | 47850 | 53300 | 49525 | -0.070826 | 53032.6337 | 56788.6973 | 60810.7861 | 65117.7414 | 69729.739 |  | 49525 | 1 | 0 | 128 | 0 | 128 | 0 | 0
2 | NFA2X-T 2 x 70 + N 70 mm² | NFA2X-T 2 x 70 + N 70 mm² | MDU-KD | Mtr | 47850 | 53300 | 49525 | -0.070826 | 53032.6337 | 56788.6973 | 60810.7861 | 65117.7414 | 69729.739 |  | 49525 | 1 | 0 | 129 | 0 | 129 | 0 | 0
3 | NFA2X-T 3x35+1x35 | NFA2X-T 3 x 35 + N 35 mm² | MDU-KD | Mtr | 27280 | 30400 | 34807 | 0.14497 | 39852.87 | 45630.2252 | 52245.1069 | 59818.9288 | 68490.7058 |  | 34807 | 1 | 0 | 130 | 0 | 130 | 0 | 0
4 | NFA2X-T 3 x 70 + N 50 mm² |  | MDU-KD | Mtr | 48905 | 54500 | 59966 | 0.10029 | 65980.2047 | 72597.5955 | 79878.6681 | 87889.9855 | 96704.7867 |  | 59966 | 1 | 0 | 131 | 0 | 131 | 0 | 0
5 | NFA2X-T 3x70+1x70 | NFA2X-T 3 x 70 + N 70 mm² | MDU-KD | Mtr | 48905 | 54500 | 59966 | 0.10029 | 65980.2047 | 72597.5955 | 79878.6681 | 87889.9855 | 96704.7867 |  | 59966 | 1 | 0 | 132 | 0 | 132 | 0 | 0
6 | NFA2X 2 x 10 mm² | NFA2X 2 x 10 mm² | MDU-KD | Mtr | 3780 | 4300 | 4753 | 0.10535 | 5253.723 | 5807.1966 | 6418.978 | 7095.2099 | 7842.682 |  | 4753 | 1 | 0 | 133 | 0 | 133 | 0 | 0
7 | NFA2X 2 x 16 mm² | NFA2X 2 x 16 mm² | MDU-KD | Mtr | 5890 | 6600 | 7271 | 0.10167 | 8010.2183 | 8824.5905 | 9721.7572 | 10710.1359 | 11798.9997 |  | 7271 | 1 | 0 | 134 | 0 | 134 | 0 | 0
8 | NFA2X 2 x 25 mm² |  | HDW | Mtr | 8900 | 8900 | 8900 | 0.10167 | 9804.8333 | 10801.6581 | 11899.8266 | 13109.6423 | 14442.456 |  | 8900 | 0 | 1 | 0 | 229 | 229 | 0 | 0
9 | NFA2X 4 x 10 mm² |  | HDW | Mtr | 10000 | 10000 | 10000 | 0.056444 | 10564.4444 | 11160.7486 | 11790.7109 | 12456.231 | 13159.3161 |  | 10000 | 0 | 1 | 0 | 230 | 230 | 0 | 0
10 | NFA2X 4 x 16 mm² | NFA2X 4 x 16 mm² | MDU-KD | Mtr | 12120 | 13500 | 14262 | 0.056444 | 15067.0107 | 15917.4597 | 16815.9119 | 17765.0767 | 18767.8166 |  | 14262 | 1 | 0 | 135 | 0 | 135 | 0 | 0
11 | NFA2X 4 x 25 mm² |  | HDW | Mtr | 23600 | 23600 | 23600 | 0.056444 | 24932.0889 | 26339.3668 | 27826.0777 | 29396.7052 | 31055.9859 |  | 23600 | 0 | 1 | 0 | 231 | 231 | 0 | 0
12 | NFA2X 4 x 70 mm² |  | MDU-KD | Mtr | 290975 | 290975 | 290975 | 0.056444 | 307398.9222 | 324749.8836 | 343080.2104 | 362445.1822 | 382903.1992 |  | 290975 | 1 | 0 | 136 | 0 | 136 | 0 | 0
13 | Kabel NYFGBY 2 x 16 mm² | Kabel NYFGBY 2 x 16 mm² | HDW | Mtr | 62800 | 70000 | 70369 | 0.0052714 | 70739.9452 | 71112.8457 | 71487.712 | 71864.5544 | 72243.3832 |  | 70369 | 0 | 1 | 0 | 232 | 232 | 0 | 0
14 | Kabel NYFGBY 2 x 25 mm² | Kabel NYFGBY 2 x 25 mm² | HDW | Mtr |  |  | 120060 | 0.0061339 | 120796.435 | 121537.3872 | 122282.8843 | 123032.9542 | 123787.6249 |  | 120060 | 0 | 1 | 0 | 233 | 233 | 0 | 0
15 | Kabel NYFGBY 2 x 35 mm² | Kabel NYFGBY 2 x 35 mm² | HDW | Mtr |  |  | 150075 | 0.0061339 | 150995.5437 | 151921.734 | 152853.6054 | 153791.1927 | 154734.5312 |  | 150075 | 0 | 1 | 0 | 234 | 234 | 0 | 0
16 | Kabel NYFGBY 2 x 50 mm² | Kabel NYFGBY 2 x 50 mm² | HDW | Mtr |  |  | 217350 | 0.0061339 | 218683.2013 | 220024.5802 | 221374.1871 | 222732.0722 | 224098.2865 |  | 217350 | 0 | 1 | 0 | 235 | 235 | 0 | 0
17 | Kabel NYFGBY 2 x 70 mm² | Kabel NYFGBY 2 x 70 mm² | HDW | Mtr |  |  | 296010 | 0.0061339 | 297825.6931 | 299652.5235 | 301490.5595 | 303339.8698 | 305200.5236 |  | 296010 | 0 | 1 | 0 | 236 | 236 | 0 | 0
18 | Kabel NYFGBY 2 x 95 mm² | Kabel NYFGBY 2 x 95 mm² | HDW | Mtr |  |  | 396405 | 0.0061339 | 398836.5051 | 401282.9249 | 403744.3507 | 406220.8746 | 408712.5893 |  | 396405 | 0 | 1 | 0 | 237 | 237 | 0 | 0
19 | Kabel NYFGBY 4 x 16 mm² | Kabel NYFGBY 4 x 16 mm² | HDW | Mtr | 107300 | 119500 | 120233 | 0.0061339 | 120970.4961 | 121712.516 | 122459.0873 | 123210.2381 | 123965.9963 |  | 120233 | 0 | 1 | 0 | 238 | 238 | 0 | 0
20 | Kabel NYFGBY 4 x 25 mm² | Kabel NYFGBY 4 x 25 mm² | HDW | Mtr |  |  | 214763 | 0.0061339 | 216080.3329 | 217405.7461 | 218739.2893 | 220081.0123 | 221430.9653 |  | 214763 | 0 | 1 | 0 | 239 | 239 | 0 | 0
21 | Kabel NYFGBY 4 x 35 mm² | Kabel NYFGBY 4 x 35 mm² | HDW | Mtr |  |  | 285660 | 0.0061339 | 287412.2074 | 289175.1626 | 290948.9316 | 292733.5807 | 294529.1766 |  | 285660 | 0 | 1 | 0 | 240 | 240 | 0 | 0
22 | Kabel NYFGBY 4 x 50 mm² | Kabel NYFGBY 4 x 50 mm² | HDW | Mtr |  |  | 401580 | 0.0061339 | 404043.248 | 406521.6054 | 409015.1647 | 411524.0192 | 414048.2628 |  | 401580 | 0 | 1 | 0 | 241 | 241 | 0 | 0
23 | Kabel NYFGBY 4 x 70 mm² | Kabel NYFGBY 4 x 70 mm² | HDW | Mtr | 468300 | 521600 | 538200 | 0.031825 | 555328.2975 | 573001.7058 | 591237.573 | 610053.7994 | 629468.8551 |  | 538200 | 0 | 1 | 0 | 242 | 242 | 0 | 0
24 | Kabel NYFGBY 4 x 95 mm² | Kabel NYFGBY 4 x 95 mm² | HDW | Mtr | 633500 | 705700 | 709856 | 0.0058892 | 714036.4755 | 718241.5705 | 722471.4302 | 726726.2003 | 731006.0276 |  | 709856 | 0 | 1 | 0 | 243 | 243 | 0 | 0
25 | Kabel NYFGBY 4 x 150 mm² | Kabel NYFGBY 4 x 150 mm² | HDW | Mtr | 983500 | 1095500 | 1102042 | 0.0059717 | 1108623.0669 | 1115243.4339 | 1121903.3358 | 1128603.0087 | 1135342.69 |  | 1102042 | 0 | 1 | 0 | 244 | 244 | 0 | 0
26 | Kabel NYY 1 x 70 mm² | Kabel NYY 1 x 70 mm² | MDU-KD | Mtr | 84991 | 94700 | 121773 | 0.28588 | 156585.6761 | 201350.6604 | 258913.1359 | 332931.6715 | 428110.7544 |  | 121773 | 1 | 0 | 137 | 0 | 137 | 0 | 0
27 | Kabel NYY 1 x 95 mm² | Kabel NYY 1 x 95 mm² | MDU-KD | Mtr | 125850 | 140200 | 177309 | 0.26469 | 224240.2388 | 283593.5271 | 358656.8096 | 453588.3042 | 573646.8518 |  | 177309 | 1 | 0 | 138 | 0 | 138 | 0 | 0
28 | Kabel NYY 1 x 150 mm² | Kabel NYY 1 x 150 mm² | MDU-KD | Mtr | 196270 | 218600 | 271147 | 0.24038 | 336325.2315 | 417170.986 | 517450.4179 | 641834.9884 | 796119.0832 |  | 271147 | 1 | 0 | 139 | 0 | 139 | 0 | 0
29 | Kabel NYY 1 x 240 mm² | Kabel NYY 1 x 240 mm² | MDU-KD | Mtr | 318390 | 354700 | 436690 | 0.23115 | 537632.2416 | 661907.594 | 814909.5777 | 1003278.4423 | 1235189.3515 |  | 436690 | 1 | 0 | 140 | 0 | 140 | 0 | 0
30 | Kabel NYY 4 x 25 mm² |  | HDW | Mtr | 121560.8 | 121560.8 | 121560.8 | 0.12253 | 136455.8923 | 153176.1107 | 171945.0914 | 193013.8735 | 216664.2564 |  | 121560.8 | 0 | 1 | 0 | 245 | 245 | 0 | 0
31 | Kabel NYY 4 x 35 mm² |  | HDW | Mtr | 164883 | 164883 | 164883 | 0.12253 | 185086.4497 | 207765.4692 | 233223.3952 | 261800.7327 | 293879.7095 |  | 164883 | 0 | 1 | 0 | 246 | 246 | 0 | 0
32 | Kabel NYY 4 x 70 mm² | Kabel NYY 4 x 70 mm² | MDU-KD | Mtr | 378330 | 421400 | 473035 | 0.12253 | 530996.9417 | 596061.0781 | 669097.6556 | 751083.5537 | 843115.3508 |  | 473035 | 1 | 0 | 141 | 0 | 141 | 0 | 0
33 | Kabel NYY 4 x 95 mm² | Kabel NYY 4 x 95 mm² | HDW | Mtr | 417044.068 | 417044.068 | 627200 | 0.50392 | 943257.2483 | 1418581.3719 | 2133429.7853 | 3208503.0433 | 4825324.8593 |  | 627200 | 0 | 1 | 0 | 247 | 247 | 0 | 0
34 | Kabel NA2XSY 20 KV, 1 x 70 mm² |  | HDW | Mtr | 82600 | 82600 | 82600 | 0.10321 | 91125.3684 | 100530.663 | 110906.7033 | 122353.6827 | 134982.1357 |  | 82600 | 0 | 1 | 0 | 248 | 248 | 0 | 0
35 | Kabel NA2XSY 20 KV, 1 x 150 mm² |  | HDW | Mtr | 116300 | 116300 | 116300 | 0.10321 | 128303.6361 | 141546.1998 | 156155.5641 | 172272.8003 | 190053.5398 |  | 116300 | 0 | 1 | 0 | 249 | 249 | 0 | 0
36 | Kabel NA2XSY 20 KV, 1 x 240 mm² |  | HDW | Mtr | 139900 | 139900 | 139900 | 0.10321 | 154339.4556 | 170269.2463 | 187843.1936 | 207230.9954 | 228619.8643 |  | 139900 | 0 | 1 | 0 | 250 | 250 | 0 | 0
37 | Kabel NA2XSY 20 KV, 1 x 300 mm² |  | HDW | Mtr | 154600 | 154600 | 154600 | 0.10321 | 170556.6822 | 188160.2965 | 207580.8273 | 229005.8033 | 252642.1088 |  | 154600 | 0 | 1 | 0 | 251 | 251 | 0 | 0
38 | Kabel NA2XS2Y 20 KV, 1 x 70 mm² |  | HDW | Mtr | 103500 | 103500 | 103500 | 0.10321 | 114182.5136 | 125967.5983 | 138969.0532 | 153312.4233 | 169136.2112 |  | 103500 | 0 | 1 | 0 | 252 | 252 | 0 | 0
39 | Kabel NA2XS2Y 20 KV, 1 x 150 mm² |  | HDW | Mtr | 106000 | 106000 | 106000 | 0.10321 | 116940.5454 | 129010.2939 | 142325.7936 | 157015.6219 | 173221.627 |  | 106000 | 0 | 1 | 0 | 253 | 253 | 0 | 0
40 | Kabel NA2XS2Y 20 KV, 1 x 240 mm² |  | HDW | Mtr | 135900 | 135900 | 135900 | 0.10321 | 149926.6049 | 165400.9334 | 182472.409 | 201305.8775 | 222083.1991 |  | 135900 | 0 | 1 | 0 | 254 | 254 | 0 | 0
41 | Kabel NA2XS2Y 20 KV, 1 x 300 mm² |  | HDW | Mtr | 160100 | 160100 | 160100 | 0.10321 | 176624.352 | 194854.2269 | 214965.6562 | 237152.8403 | 261630.0234 |  | 160100 | 0 | 1 | 0 | 255 | 255 | 0 | 0
42 | Kabel NA2XSEYBY 20 KV, 3 x 150 mm² | Kabel NA2XSEYBY 20 KV, 3 x 150 mm² | MDU-KD | Mtr | 362130 | 403400 | 445036 | 0.10321 | 490969.3636 | 541643.6334 | 597548.131 | 659222.6823 | 727262.83 |  | 445036 | 1 | 0 | 142 | 0 | 142 | 0 | 0
43 | Kabel NA2XSEYBY 20 KV, 3 x 240 mm² | Kabel NA2XSEYBY 20 KV, 3 x 240 mm² | MDU-KD | Mtr | 418580 | 466300 | 550917 | 0.18146 | 650889.0004 | 769002.3921 | 908549.1976 | 1073418.8254 | 1268206.4745 |  | 550917 | 1 | 0 | 143 | 0 | 143 | 0 | 0
44 | Kabel NA2XSEYBY 20 KV, 3 x 300 mm² | Kabel NA2XSEYBY 20 KV, 3 x 300 mm² | MDU-KD | Mtr | 447280 | 585500 | 593590 | 0.013817 | 601791.7816 | 610106.8892 | 618536.8887 | 627083.3677 | 635747.9355 |  | 593590 | 1 | 0 | 144 | 0 | 144 | 0 | 0
45 | Kabel NYA Fleksibel 2.5 mm² | Kabel NYA Fleksibel 2.5 mm² | HDW | Mtr | 3200 | 3600 | 3490 | -0.030556 | 3596.6389 | 3706.5362 | 3819.7915 | 3936.5073 | 4056.7895 |  | 3490 | 0 | 1 | 0 | 256 | 256 | 0 | 0
46 | Kabel NYA Fleksibel 4 mm² | Kabel NYA Fleksibel 4 mm² | HDW | Mtr | 4100 | 4600 | 4594 | -0.0013043 | 4599.9922 | 4605.9922 | 4612 | 4618.0156 | 4624.0391 |  | 4594 | 0 | 1 | 0 | 257 | 257 | 0 | 0
47 | Kabel NYA Fleksibel 6 mm² | Kabel NYA Fleksibel 6 mm² | HDW | Mtr | 6500 | 7200 | 7283 | 0.011528 | 7366.9568 | 7451.8814 | 7537.7851 | 7624.679 | 7712.5746 |  | 7283 | 0 | 1 | 0 | 258 | 258 | 0 | 0
48 | Kabel NYA Fleksibel 10 mm² | Kabel NYA Fleksibel 10 mm² | HDW | Mtr | 11400 | 12700 | 12774 | 0.0058268 | 12848.4312 | 12923.2961 | 12998.5972 | 13074.337 | 13150.5182 |  | 12774 | 0 | 1 | 0 | 259 | 259 | 0 | 0
49 | Kabel NYA Fleksibel 16 mm² | Kabel NYA Fleksibel 16 mm² | HDW | Mtr | 16700 | 31544.5 | 18713 | -0.40677 | 26324.9723 | 37033.3012 | 52097.5059 | 73289.4457 | 103101.7275 |  | 18713 | 0 | 1 | 0 | 260 | 260 | 0 | 0
50 | Kabel NYM 2 x 2.5 mm² | Kabel NYM 2 x 2.5 mm² | HDW | Mtr | 9600 | 10700 | 10757 | 0.0053271 | 10814.3036 | 10871.9126 | 10929.8283 | 10988.0527 | 11046.5872 |  | 10757 | 0 | 1 | 0 | 261 | 261 | 0 | 0
51 | Kabel NYM 3 x 2.5 mm² | Kabel NYM 3 x 2.5 mm² | HDW | Mtr | 11700 | 13000 | 13110 | 0.0084615 | 13220.9308 | 13332.8002 | 13445.6162 | 13559.3868 | 13674.1201 |  | 13110 | 0 | 1 | 0 | 262 | 262 | 0 | 0
52 | Kabel NYM 2 x 4 mm² | Kabel NYM 2 x 4 mm² | HDW | Mtr | 13300 | 14800 | 14903 | 0.0069595 | 15006.7168 | 15111.1555 | 15216.3209 | 15322.2183 | 15428.8527 |  | 14903 | 0 | 1 | 0 | 263 | 263 | 0 | 0
53 | Kabel NYM 3 x 4 mm² | Kabel NYM 3 x 4 mm² | HDW | Mtr | 17000 | 18900 | 19049 | 0.0078836 | 19199.1747 | 19350.5332 | 19503.0851 | 19656.8395 | 19811.8062 |  | 19049 | 0 | 1 | 0 | 264 | 264 | 0 | 0
54 | MVTIC 3 x 150 + N 95 mm² | MVTIC 3 x 150 + N 95 mm² | MDU-KD | Mtr | 297630 | 331500 | 339135 | 0.023032 | 346945.8468 | 354936.5905 | 363111.3745 | 371474.4373 | 380030.1156 |  | 339135 | 1 | 0 | 145 | 0 | 145 | 0 | 0
55 | MVTIC 3 x 240 + N 95 mm² | MVTIC 3 x 240 + N 95 mm² | MDU-KD | Mtr | 361430 | 402600 | 408998 | 0.015892 | 415497.6751 | 422100.6412 | 428808.5396 | 435623.0379 | 442545.8303 |  | 408998 | 1 | 0 | 146 | 0 | 146 | 0 | 0
[15 empty] | 0 | 0 | 0 | 0 | 0 | 0 | 0 | 0
+ | SEPATU KABEL | [5 empty] | 0 | [7 empty] | 0 | 0 | 0 | 0 | 0 | 0 | 0 | 0
1 | Sepatu Kabel AL/CU Ring 35 | Sepatu Kabel AL/CU Ring-35 mm² | HDW | Bh | 34700 | 38700 | 36484 | -0.057261 | 38573.1097 | 40781.8438 | 43117.0522 | 45585.977 | 48196.2748 |  | 36484 | 0 | 1 | 0 | 265 | 265 | 0 | 0
2 | Sepatu Kabel AL/CU Ring 50 | Sepatu Kabel AL/CU Ring-50 mm² | HDW | Bh | 40300 | 44900 | 41555 | -0.074499 | 44650.8012 | 47977.2362 | 51551.4869 | 55392.0152 | 59518.6587 |  | 41555 | 0 | 1 | 0 | 266 | 266 | 0 | 0
3 | Sepatu Kabel AL/CU Ring-70 mm² |  | HDW | Bh | 44000 | 49000 | 49000 | -0.074499 | 52650.4454 | 56572.845 | 60787.4589 | 65316.0569 | 70182.0304 |  | 49000 | 0 | 1 | 0 | 267 | 267 | 0 | 0
4 | Sepatu Kabel AL/CU Ring 95 | Sepatu Kabel AL/CU Ring-95 mm² | HDW | Bh | 57700 | 64300 | 47351 | -0.26359 | 59832.3701 | 75603.7362 | 95532.3167 | 120713.9223 | 152533.2111 |  | 47351 | 0 | 1 | 0 | 268 | 268 | 0 | 0
5 | Sepatu Kabel AL/CU Ring 120 | Sepatu Kabel AL/CU Ring-120 mm² | HDW | Bh | 83000 | 92500 | 58064 | -0.37228 | 79680.1287 | 109343.5331 | 150050.0619 | 205910.8611 | 282567.5791 |  | 58064 | 0 | 1 | 0 | 269 | 269 | 0 | 0
6 | Sepatu Kabel AL/CU Ring 185 | Sepatu Kabel AL/CU Ring-185 mm² | HDW | Bh | 106000 | 118100 | 122130 | 0.034124 | 126297.5182 | 130607.2472 | 135064.0398 | 139672.9144 | 144439.0604 |  | 122130 | 0 | 1 | 0 | 270 | 270 | 0 | 0
7 | Sepatu Kabel AL/CU Ring 300 | Sepatu Kabel AL/CU Ring-300 mm² | HDW | Bh | 159200 | 177300 | 170775 | -0.036802 | 177059.8668 | 183576.0294 | 190332 | 197336.604 | 204598.9918 |  | 170775 | 0 | 1 | 0 | 271 | 271 | 0 | 0
8 | Sepatu Kabel AL/CU Kepala 35 | Sepatu Kabel AL/CU Kepala-35 mm² | HDW | Bh | 49900 | 55600 | 36484 | -0.34381 | 49027.6717 | 65884.0201 | 88535.7993 | 118975.5536 | 159880.8897 |  | 36484 | 0 | 1 | 0 | 272 | 272 | 0 | 0
9 | Sepatu Kabel AL/CU Kepala 50 | Sepatu Kabel AL/CU Kepala-50 mm² | HDW | Bh | 62200 | 69300 | 42694 | -0.38392 | 59085.2924 | 81769.6112 | 113163.0062 | 156609.1093 | 216735.2559 |  | 42694 | 0 | 1 | 0 | 273 | 273 | 0 | 0
10 | Sepatu Kabel AL/CU Kepala 70 | Sepatu Kabel AL/CU Kepala-70 mm² | HDW | Bh | 65800 | 73300 | 45023 | -0.38577 | 62391.5589 | 86460.4009 | 119814.2993 | 166035.158 | 230086.6745 |  | 45023 | 0 | 1 | 0 | 274 | 274 | 0 | 0
11 | Sepatu Kabel AL/CU Kepala 95 | Sepatu Kabel AL/CU Kepala-95 mm² | HDW | Bh | 69100 | 77000 | 47351 | -0.38505 | 65583.5948 | 90836.6857 | 125813.5285 | 174258.2728 | 241356.7602 |  | 47351 | 0 | 1 | 0 | 275 | 275 | 0 | 0
12 | Sepatu Kabel AL/CU Kepala 120 | Sepatu Kabel AL/CU Kepala-120 mm² | HDW | Bh | 87100 | 97000 | 77625 | -0.19974 | 93129.9936 | 111731.9897 | 134049.5907 | 160824.96 | 192948.5023 |  | 77625 | 0 | 1 | 0 | 276 | 276 | 0 | 0
13 | Sepatu Kabel AL/CU Kepala 150 | Sepatu Kabel AL/CU Kepala-150 mm² | HDW | Bh | 98500 | 109700 | 82593 | -0.2471 | 103001.8282 | 128453.702 | 160194.764 | 199779.08 | 249144.7274 |  | 82593 | 0 | 1 | 0 | 277 | 277 | 0 | 0
14 | Sepatu Kabel AL/CU Kepala 185 | Sepatu Kabel AL/CU Kepala-185 mm² | HDW | Bh | 137700 | 153400 | 136103 | -0.11276 | 151449.6336 | 168526.7151 | 187529.3657 | 208674.7075 | 232204.3452 |  | 136103 | 0 | 1 | 0 | 278 | 278 | 0 | 0
15 | Sepatu Kabel AL/CU Kepala 240 | Sepatu Kabel AL/CU Kepala-240 mm² | HDW | Bh | 124300 | 138500 | 139466 | 0.0069747 | 140438.7376 | 141418.2598 | 142404.6138 | 143397.8475 | 144398.0086 |  | 139466 | 0 | 1 | 0 | 279 | 279 | 0 | 0
16 | Sepatu Kabel AL/CU 1 Hole 70 | Sepatu Kabel AL/CU 1 Lubang 70 mm² | HDW | Bh | 44000 | 49000 | 41555 | -0.15194 | 47868.8158 | 55141.9451 | 63520.1447 | 73171.3177 | 84288.8781 |  | 41555 | 0 | 1 | 0 | 280 | 280 | 0 | 0
17 | Sepatu Kabel AL/CU 1 Hole 150 | Sepatu Kabel AL/CU 1 Lubang 150 mm² | HDW | Bh | 90450 | 100800 | 64325 | -0.36186 | 87601.3331 | 119300.3274 | 162469.7663 | 221260.2893 | 301324.4665 |  | 64325 | 0 | 1 | 0 | 281 | 281 | 0 | 0
18 | Sepatu Kabel AL/CU 1 Hole 240 | Sepatu Kabel AL/CU 1 Lubang 240 mm² | HDW | Bh | 115650 | 128800 | 87095 | -0.3238 | 115296.0635 | 152628.535 | 202049.1332 | 267471.9523 | 354078.4567 |  | 87095 | 0 | 1 | 0 | 282 | 282 | 0 | 0
19 | Sepatu Kabel AL/CU 2 Hole 70 | Sepatu Kabel AL/CU 2 Lubang 70 mm² | HDW | Bh | 114000 | 127000 | 82283 | -0.3521 | 111255.0387 | 150428.2006 | 203394.3254 | 275009.9478 | 371841.6 |  | 82283 | 0 | 1 | 0 | 283 | 283 | 0 | 0
20 | Sepatu Kabel AL/CU 2 Hole 150 | Sepatu Kabel AL/CU 2 Lubang 150 mm² | HDW | Bh | 146000 | 162600 | 115558 | -0.28931 | 148990.2229 | 192094.762 | 247669.9268 | 319323.6088 | 411707.503 |  | 115558 | 0 | 1 | 0 | 284 | 284 | 0 | 0
21 | Sepatu Kabel AL/CU 2 Hole 240 | Sepatu Kabel AL/CU 2 Lubang 240 mm² | HDW | Bh | 156000 | 173800 | 158252 | -0.089459 | 172409.0892 | 187832.6595 | 204636.0092 | 222942.5724 | 242886.825 |  | 158252 | 0 | 1 | 0 | 285 | 285 | 0 | 0
22 | Sepatu Kabel AL/AL 2 Hole 70 | Sepatu Kabel AL/AL 2 Lubang 70 mm² | HDW | Bh | 23500 | 26200 | 16301 | -0.37782 | 22459.916 | 30945.8209 | 42637.908 | 58747.5511 | 80943.811 |  | 16301 | 0 | 1 | 0 | 286 | 286 | 0 | 0
23 | Sepatu Kabel AL/AL 25 | Sepatu Kabel AL/AL-25 mm² | HDW | Bh | 17200 | 19200 | 12938 | -0.32615 | 17157.6748 | 22753.5789 | 30174.5639 | 40015.8722 | 53066.8822 |  | 12938 | 0 | 1 | 0 | 287 | 287 | 0 | 0
24 | Sepatu Kabel AL/AL 35 | Sepatu Kabel AL/AL-35 mm² | HDW | Bh | 21900 | 24400 | 13973 | -0.42734 | 19944.1668 | 28467.0286 | 40632.0166 | 57995.5428 | 82779.1299 |  | 13973 | 0 | 1 | 0 | 288 | 288 | 0 | 0
25 | Sepatu Kabel AL/AL 50 | Sepatu Kabel AL/AL-50 mm² | HDW | Bh | 21900 | 24400 | 20183 | -0.17283 | 23671.1849 | 27762.2253 | 32560.3115 | 38187.6408 | 44787.5294 |  | 20183 | 0 | 1 | 0 | 289 | 289 | 0 | 0
26 | Sepatu Kabel AL/AL-70 mm² | Sepatu Kabel AL/AL-70 mm² | HDW | Bh | 23500 | 26200 | 22044 | -0.15863 | 25540.7505 | 29592.1765 | 34286.2637 | 39724.955 | 46026.3639 |  | 22044 | 0 | 1 | 0 | 290 | 290 | 0 | 0
27 | Sepatu Kabel AL/AL 95 | Sepatu Kabel AL/AL-95 mm² | HDW | Bh | 26100 | 29100 | 16508 | -0.43271 | 23651.2555 | 33885.5033 | 48548.2613 | 69555.8113 | 99653.6387 |  | 16508 | 0 | 1 | 0 | 291 | 291 | 0 | 0
28 | Sepatu Kabel AL/AL 120 | Sepatu Kabel AL/AL-120 mm² | HDW | Bh | 35500 | 39500 | 21386 | -0.45858 | 31193.2406 | 45497.908 | 66362.4423 | 96795.0822 | 141183.5916 |  | 21386 | 0 | 1 | 0 | 292 | 292 | 0 | 0
29 | Sepatu Kabel AL/AL 150 | Sepatu Kabel AL/AL-150 mm² | HDW | Bh | 46200 | 51500 | 23598 | -0.54179 | 36383.0757 | 56094.9315 | 86486.4029 | 133343.5605 | 205587.2892 |  | 23598 | 0 | 1 | 0 | 293 | 293 | 0 | 0
30 | Sepatu Kabel AL/AL 185 | Sepatu Kabel AL/AL-185 mm² | HDW | Bh | 68700 | 76500 | 75038 | -0.019111 | 76472.0596 | 77933.5256 | 79422.9218 | 80940.7821 | 82487.6504 |  | 75038 | 0 | 1 | 0 | 294 | 294 | 0 | 0
31 | Sepatu Kabel AL/AL 240 | Sepatu Kabel AL/AL-240 mm² | HDW | Bh | 76800 | 85500 | 36872 | -0.56875 | 57842.8961 | 90740.9587 | 142349.7463 | 223310.9563 | 350318.7363 |  | 36872 | 0 | 1 | 0 | 295 | 295 | 0 | 0
32 | Sepatu Kabel CU/CU-16 mm² | Sepatu Kabel CU/CU-16 mm² | HDW | Bh |  |  | 7600 | -0.5209 | 11558.8281 | 17579.8036 | 26737.0959 | 40664.4073 | 61846.4336 |  | 7600 | 0 | 1 | 0 | 296 | 296 | 0 | 0
33 | Sepatu Kabel CU/CU 25 | Sepatu Kabel CU/CU-25 mm² | HDW | Bh | 23000 | 25600 | 12265 | -0.5209 | 18653.8193 | 28370.5647 | 43148.7475 | 65624.8626 | 99808.7511 |  | 12265 | 0 | 1 | 0 | 297 | 297 | 0 | 0
34 | Sepatu Kabel CU/CU 35 | Sepatu Kabel CU/CU-35 mm² | HDW | Bh | 25700 | 28600 | 15836 | -0.44629 | 22903.5071 | 33125.1982 | 47908.7657 | 69290.1463 | 100213.9025 |  | 15836 | 0 | 1 | 0 | 298 | 298 | 0 | 0
35 | Sepatu Kabel CU/CU 50 | Sepatu Kabel CU/CU-50 mm² | HDW | Bh | 38100 | 42400 | 21735 | -0.48738 | 32328.2494 | 48084.4587 | 71519.962 | 106377.5095 | 158224.0009 |  | 21735 | 0 | 1 | 0 | 299 | 299 | 0 | 0
36 | Sepatu Kabel CU/CU-70 mm² | Sepatu Kabel CU/CU-70 mm² | HDW | Bh | 23500 | 26200 | 33300 | 0.27099 | 42324.0458 | 53793.5391 | 68371.1776 | 86899.2448 | 110448.2768 |  | 33300 | 0 | 1 | 0 | 300 | 300 | 0 | 0
37 | Sepatu Kabel CU/CU-95 mm² | Sepatu Kabel CU/CU-95 mm² | HDW | Bh |  |  | 41625 | 0.27099 | 52905.0573 | 67241.9239 | 85463.972 | 108624.056 | 138060.346 |  | 41625 | 0 | 1 | 0 | 301 | 301 | 0 | 0
38 | Sepatu Kabel CU/CU 120 | Sepatu Kabel CU/CU-120 mm² | HDW | Bh | 79000 | 88000 | 54338 | -0.38252 | 75123.52 | 103859.9737 | 143588.7741 | 198514.7435 | 274451.1447 |  | 54338 | 0 | 1 | 0 | 302 | 302 | 0 | 0
39 | Sepatu Kabel CU/CU-150 mm² | Sepatu Kabel CU/CU-150 mm² | HDW | Bh |  |  | 99600 | -0.38252 | 137699.2636 | 190372.3615 | 263194.1164 | 363871.8476 | 503061.0992 |  | 99600 | 0 | 1 | 0 | 303 | 303 | 0 | 0
40 | Sepatu Kabel CU/CU 240 | Sepatu Kabel CU/CU-240 mm² | HDW | Bh | 170800 | 190300 | 110435 | -0.41968 | 156782.3004 | 222580.6106 | 315993.1196 | 448608.9394 | 636880.8939 |  | 110435 | 0 | 1 | 0 | 304 | 304 | 0 | 0
41 | Sepatu Kabel CU/CU OD 2 Hole 70 | Sepatu Kabel CU/CU 2 Lubang 70 mm² | HDW | Bh | 48000 | 53500 | 51233 | -0.042374 | 53403.9385 | 55666.868 | 58025.6865 | 60484.4572 | 63047.4154 |  | 51233 | 0 | 1 | 0 | 305 | 305 | 0 | 0
42 | Sepatu Kabel CU/CU OD 2 Hole 95 | Sepatu Kabel CU/CU 2 Lubang 95 mm² | HDW | Bh | 60000 | 66800 | 67232 | 0.0064671 | 67666.7938 | 68104.3994 | 68544.835 | 68988.119 | 69434.2697 |  | 67232 | 0 | 1 | 0 | 306 | 306 | 0 | 0
43 | Sepatu Kabel CU/CU OD 2 Hole 150 | Sepatu Kabel CU/CU 2 Lubang 150 mm² | HDW | Bh | 99600 | 110900 | 111605 | 0.0063571 | 112314.4817 | 113028.4737 | 113747.0046 | 114470.1032 | 115197.7986 |  | 111605 | 0 | 1 | 0 | 307 | 307 | 0 | 0
44 | Sepatu Kabel CU/CU OD 2 Hole 300 | Sepatu Kabel CU/CU 2 Lubang 300 mm² | HDW | Bh | 197400 | 219900 | 221193 | 0.0058799 | 222493.6028 | 223801.853 | 225117.7957 | 226441.476 | 227772.9396 |  | 221193 | 0 | 1 | 0 | 308 | 308 | 0 | 0
45 | Sepatu Kabel CU/CU OD 1 Hole 300 | Sepatu Kabel CU/CU 1 Lubang 300 mm² | HDW | Bh | 158100 | 176100 | 177156 | 0.0059966 | 178218.3324 | 179287.0352 | 180362.1465 | 181443.7049 | 182531.7489 |  | 177156 | 0 | 1 | 0 | 309 | 309 | 0 | 0
[15 empty] | 0 | 0 | 0 | 0 | 0 | 0 | 0 | 0
+ | AKSESORIES APP | [5 empty] | 0 | [7 empty] | 0 | 0 | 0 | 0 | 0 | 0 | 0 | 0
1 | Kawat Segel | Kawat Segel | HDW | Roll | 125000 | 125000 | 140066 | 0.12053 | 156947.8748 | 175864.4883 | 197061.0834 | 220812.4616 | 247426.546 |  | 140066 | 0 | 1 | 0 | 310 | 310 | 0 | 0
2 | Timah Segel | Timah Segel | HDW | Kg | 74000 | 74000 | 82919 | 0.12053 | 92912.9806 | 104111.5059 | 116659.7562 | 130720.4097 | 146475.7521 |  | 82919 | 0 | 1 | 0 | 311 | 311 | 0 | 0
3 | Segel Plastik Tekan | Segel Plastik Tekan | HDW | Bh | 4500 | 4500 | 5009 | 0.11311 | 5575.5736 | 6206.2329 | 6908.2268 | 7689.624 | 8559.4059 |  | 5009 | 0 | 1 | 0 | 312 | 312 | 0 | 0
4 | Service Wedge Clamp 1 Fasa 6, 10, 16 mm² | Service Wedge Clamp 1 Fasa 6, 10, 16 mm² | HDW | Set | 3888 | 3888 | 4357 | 0.12063 | 4882.5743 | 5471.5474 | 6131.5669 | 6871.2029 | 7700.0595 |  | 4357 | 0 | 1 | 0 | 313 | 313 | 0 | 0
5 | Service Wedge Clamp 3 Fasa 6, 10, 16, 25 mm² |  | HDW | Set | 2900 | 2900 | 2900 | 0.12063 | 3249.82 | 3641.8378 | 4081.1439 | 4573.4424 | 5125.1256 |  | 2900 | 0 | 1 | 0 | 314 | 314 | 0 | 0
6 | Strain Hook Clamp 1 ½" |  | HDW | Set | 11500 | 11500 | 11500 | 0.12063 | 12887.2171 | 14441.7708 | 16183.8465 | 18136.0646 | 20323.7741 |  | 11500 | 0 | 1 | 0 | 315 | 315 | 0 | 0
7 | Strain Hook Ekor Babi |  | HDW | Set | 6100 | 6100 | 6100 | 0.12063 | 6835.8282 | 7660.4175 | 8584.4751 | 9619.9995 | 10780.4367 |  | 6100 | 0 | 1 | 0 | 316 | 316 | 0 | 0
8 | Loden Manset 0.8 Kg |  | HDW | Bh | 58600 | 58600 | 58600 | 0.12063 | 65668.7757 | 73590.2407 | 82467.2528 | 92415.0772 | 103562.8836 |  | 58600 | 0 | 1 | 0 | 317 | 317 | 0 | 0
9 | Protective Cup 1 ½" |  | HDW | Set | 15400 | 15400 | 15400 | 0.12063 | 17257.6646 | 19339.4148 | 21672.2814 | 24286.5561 | 27216.1844 |  | 15400 | 0 | 1 | 0 | 318 | 318 | 0 | 0
10 | Protective Cup Plastik 1 ½" |  | HDW | Set | 5300 | 5300 | 5300 | 0.12063 | 5939.3261 | 6655.7726 | 7458.6423 | 8358.3602 | 9366.6089 |  | 5300 | 0 | 1 | 0 | 319 | 319 | 0 | 0
11 | Tap Connector Kedap Air ( 6-25 / 6-25 ) mm² |  | HDW | Set | 8900 | 8900 | 8900 | 0.12063 | 9973.5854 | 11176.6748 | 12524.8899 | 14035.737 | 15728.8339 |  | 8900 | 0 | 1 | 0 | 320 | 320 | 0 | 0
12 | Tap Connector Kedap Air ( 6-25 / 35-70 ) mm² |  | HDW | Set | 13800 | 13800 | 13800 | 0.12063 | 15464.6605 | 17330.1249 | 19420.6158 | 21763.2776 | 24388.5289 |  | 13800 | 0 | 1 | 0 | 321 | 321 | 0 | 0
13 | Tap Connector kedap air , 10-25/10-25 mm2 | Tap Connector Kedap Air ( 10-25/10-25 ) mm² | HDW | Set | 18080 | 18100 | 15525 | -0.14227 | 17733.6671 | 20256.5507 | 23138.3528 | 26430.1351 | 30190.2233 |  | 15525 | 0 | 1 | 0 | 322 | 322 | 0 | 0
14 | Tap Connector kedap air , 35-50/10-25 mm2 | Tap Connector Kedap Air ( 35-50/10-25 ) mm² | HDW | Set | 19700 | 19800 | 11954 | -0.39626 | 16690.9234 | 23304.9126 | 32539.7785 | 45434.0765 | 63437.903 |  | 11954 | 0 | 1 | 0 | 323 | 323 | 0 | 0
15 | Tap Connector Kedap Air ( 35-70 / 35-70 ) mm² |  | HDW | Set | 15800 | 15800 | 15800 | -0.39626 | 22060.9495 | 30802.8793 | 43008.9091 | 60051.7324 | 83847.9896 |  | 15800 | 0 | 1 | 0 | 324 | 324 | 0 | 0
16 | Tap Connector kedap air , 70-95/10-25 mm2 | Tap Connector Kedap Air ( 70-95/10-25 ) mm² | HDW | Set | 23000 | 23100 | 19406 | -0.15991 | 22509.2798 | 26108.8157 | 30283.9658 | 35126.7783 | 40744.0215 |  | 19406 | 0 | 1 | 0 | 325 | 325 | 0 | 0
17 | Tap Connector kedap air , 50-70/50-70 mm2 | Tap Connector Kedap Air ( 50-70/50-70 ) mm² | HDW | Set | 38400 | 38500 | 19665 | -0.48922 | 29285.5266 | 43612.6148 | 64948.8122 | 96723.1207 | 144042.0811 |  | 19665 | 0 | 1 | 0 | 326 | 326 | 0 | 0
18 | Tap Connector Berbadan Logam ( 6-25 / 6-25 ) mm² |  | HDW | Set | 22900 | 22900 | 22900 | -0.48922 | 34103.1558 | 50787.1283 | 75633.2468 | 112634.6028 | 167737.7909 |  | 22900 | 0 | 1 | 0 | 327 | 327 | 0 | 0
19 | Tap Connector Berbadan Logam ( 6-25 / 35-70 ) mm² |  | HDW | Set | 25000 | 25000 | 25000 | -0.48922 | 37230.5195 | 55444.4632 | 82569.0467 | 122963.5401 | 183119.859 |  | 25000 | 0 | 1 | 0 | 328 | 328 | 0 | 0
20 | Tap Connector Berbadan Logam ( 35-70 / 35-70 ) mm² |  | HDW | Set | 25000 | 25000 | 25000 | -0.48922 | 37230.5195 | 55444.4632 | 82569.0467 | 122963.5401 | 183119.859 |  | 25000 | 0 | 1 | 0 | 329 | 329 | 0 | 0
21 | Connector Bimetal 16-6 mm² | Connector Bimetal 16-6 mm² | HDW | Set | 18400 | 18400 | 17140 | -0.068478 | 18313.7174 | 19567.8089 | 20907.7784 | 22339.5067 | 23869.2773 |  | 17140 | 0 | 1 | 0 | 330 | 330 | 0 | 0
22 | Connector Bimetal 16-10 mm² | Connector Bimetal 16-10 mm² | HDW | Set | 18400 | 18400 | 15059 | -0.18158 | 17793.3543 | 21024.2019 | 24841.6943 | 29352.3519 | 34682.0371 |  | 15059 | 0 | 1 | 0 | 331 | 331 | 0 | 0
23 | Connector Bimetal 16-16 mm² | Connector Bimetal 16-16 mm² | HDW | Set | 18400 | 18400 | 18475 | 0.0040761 | 18550.3057 | 18625.9184 | 18701.8392 | 18778.0696 | 18854.6106 |  | 18475 | 0 | 1 | 0 | 332 | 332 | 0 | 0
24 | Connector Bimetal 50-50 mm² | Connector Bimetal 50-50 mm² | HDW | Set | 61300 | 61300 | 49370 | -0.19462 | 58978.2235 | 70456.3671 | 84168.3486 | 100548.9097 | 120117.4006 |  | 49370 | 0 | 1 | 0 | 333 | 333 | 0 | 0
25 | Connector Bimetal 70-35 mm² | Connector Bimetal 70-35 mm² | HDW | Set | 61300 | 61300 | 41918 | -0.31618 | 55171.7468 | 72616.099 | 95576.0539 | 125795.5494 | 165569.9269 |  | 41918 | 0 | 1 | 0 | 334 | 334 | 0 | 0
26 | Connector Bimetal 50-70 mm² | Connector Bimetal 50-70 mm² | HDW | Set | 61300 | 61300 | 43470 | -0.29086 | 56113.8842 | 72435.4267 | 93504.3281 | 120701.4271 | 155809.1995 |  | 43470 | 0 | 1 | 0 | 335 | 335 | 0 | 0
27 | Connector Bimetal 70-70 mm² | Connector Bimetal 70-70 mm² | HDW | Set | 64500 | 64500 | 57184 | -0.11343 | 63670.1728 | 70892.0485 | 78933.0753 | 87886.1664 | 97854.7741 |  | 57184 | 0 | 1 | 0 | 336 | 336 | 0 | 0
28 | Connector Bimetal 95-70 mm² | Connector Bimetal 95-70 mm² | HDW | Set | 69000 | 69000 | 67534 | -0.021246 | 68968.8528 | 70434.191 | 71930.6624 | 73458.9284 | 75019.6644 |  | 67534 | 0 | 1 | 0 | 337 | 337 | 0 | 0
29 | Connector Bimetal 70-50 mm² | Connector Bimetal 70-50 mm² | HDW | Set | 82500 | 82500 | 46575 | -0.43545 | 66856.2955 | 95969.1732 | 137759.3859 | 197747.3367 | 283857.3133 |  | 46575 | 0 | 1 | 0 | 338 | 338 | 0 | 0
30 | Connector Bimetal 70-95 mm² | Connector Bimetal 70-95 mm² | HDW | Set | 79800 | 79800 | 51621 | -0.35312 | 69849.423 | 94514.6723 | 127889.7218 | 173050.1789 | 234157.7101 |  | 51621 | 0 | 1 | 0 | 339 | 339 | 0 | 0
31 | Connector Bimetal 120-70 mm² | Connector Bimetal 120-70 mm² | HDW | Set | 72100 | 72100 | 71415 | -0.0095007 | 72093.492 | 72778.4302 | 73469.8758 | 74167.8905 | 74872.5369 |  | 71415 | 0 | 1 | 0 | 340 | 340 | 0 | 0
32 | Connector Bimetal 70-120 mm² | Connector Bimetal 70-120 mm² | HDW | Set | 86800 | 86800 | 80730 | -0.069931 | 86375.5196 | 92415.8353 | 98878.5556 | 105793.2195 | 113191.432 |  | 80730 | 0 | 1 | 0 | 341 | 341 | 0 | 0
33 | Connector Bimetal 120-120 mm² | Connector Bimetal 120-120 mm² | HDW | Set | 105600 | 105600 | 80730 | -0.23551 | 99742.8324 | 123233.4029 | 152256.2696 | 188114.3513 | 232417.4187 |  | 80730 | 0 | 1 | 0 | 342 | 342 | 0 | 0
34 | Permanent Connector ANSI 70-300 mm² |  | HDW | Set | 491900 | 491900 | 491900 | -0.23551 | 607748.0398 | 750879.6094 | 927720.2901 | 1146208.9607 | 1416154.196 |  | 491900 | 0 | 1 | 0 | 343 | 343 | 0 | 0
35 | Pole Bracket Three Way 3"-4" | Pole Bracket Three Way 3"-4" | HDW | Set | 29555 | 29555 | 20948 | -0.29122 | 27048.4715 | 34925.5209 | 45096.5227 | 58229.5212 | 75187.1084 |  | 20948 | 0 | 1 | 0 | 344 | 344 | 0 | 0
36 | Pole Bracket Three Way 8"-9" | Pole Bracket Three Way 8"-9" | HDW | Set | 37200 | 37200 | 36318 | -0.02371 | 37179.0881 | 38060.5922 | 38962.9966 | 39886.7967 | 40832.4998 |  | 36318 | 0 | 1 | 0 | 345 | 345 | 0 | 0
37 | Pole Bracket Two Way 6"-7" | Pole Bracket Two Way 6"-7" | HDW | Set | 29600 | 29600 | 31081 | 0.050034 | 32636.1 | 34269.0076 | 35983.6157 | 37784.0122 | 39674.4893 |  | 31081 | 0 | 1 | 0 | 346 | 346 | 0 | 0
38 | Pole Bracket Two Way 8"-9" | Pole Bracket Two Way 8"-9" | HDW | Set | 37144 | 37144 | 36318 | -0.022238 | 37125.6316 | 37951.2231 | 38795.174 | 39657.8924 | 40539.7958 |  | 36318 | 0 | 1 | 0 | 347 | 347 | 0 | 0
39 | Pole Attachment Fitting / L bracket | Pole Attachment Fitting / L bracket | HDW | Set | 5700 | 5700 | 6603 | 0.15842 | 7649.0542 | 8860.8254 | 10264.5667 | 11890.6902 | 13774.4258 |  | 6603 | 0 | 1 | 0 | 348 | 348 | 0 | 0
40 | Fixing Collar |  | HDW | Set | 5700 | 5700 | 5700 | 0.15842 | 6603 | 7649.0542 | 8860.8254 | 10264.5667 | 11890.6902 |  | 5700 | 0 | 1 | 0 | 349 | 349 | 0 | 0
41 | Bimetalic Connector AL/AL 70-70 mm² |  | HDW | Set | 10700 | 10700 | 10700 | 0.15842 | 12395.1053 | 14358.7509 | 16633.4793 | 19268.5726 | 22321.1202 |  | 10700 | 0 | 1 | 0 | 350 | 350 | 0 | 0
42 | Klem Bugel untuk tiang atap 1 ½" | Klem Bugel untuk tiang atap 1 ½" | HDW | Set | 6200 | 6200 | 6947 | 0.12048 | 7784.0015 | 8721.8481 | 9772.6901 | 10950.1416 | 12269.4571 |  | 6947 | 0 | 1 | 0 | 351 | 351 | 0 | 0
43 | Gas Pipe 1 ½" x 6 Meter | Gas Pipe 1 ½" x 6 Meter | HDW | Btg | 446100 | 446100 | 363285 | -0.18564 | 430726.0385 | 510686.982 | 605492.0535 | 717896.9502 | 851168.9428 |  | 363285 | 0 | 1 | 0 | 352 | 352 | 0 | 0
44 | Gas Pipe 1 ½" x 1.5 Meter |  | HDW | Btg | 45796 | 45796 | 45796 | -0.18564 | 54297.6717 | 64377.6127 | 76328.8164 | 90498.6683 | 107299.0432 |  | 45796 | 0 | 1 | 0 | 353 | 353 | 0 | 0
[15 empty] | 0 | 0 | 0 | 0 | 0 | 0 | 0 | 0
+ | AKSESORIES TM | [5 empty] | 0 | [7 empty] | 0 | 0 | 0 | 0 | 0 | 0 | 0 | 0
1 | Armour Rod # for 35 mm² | Armour Rod # for 35 mm² | HDW | Set | 37000 | 37000 | 41297 | 0.11614 | 46093.0327 | 51446.0533 | 57420.7476 | 64089.3139 | 71532.335 |  | 41297 | 0 | 1 | 0 | 354 | 354 | 0 | 0
2 | Armour Rod # for 50 mm² | Armour Rod # for 50 mm² | HDW | Set | 55500 | 55500 | 47196 | -0.14962 | 54257.5421 | 62375.6435 | 71708.3884 | 82437.5138 | 94771.9483 |  | 47196 | 0 | 1 | 0 | 355 | 355 | 0 | 0
3 | Armour Rod # for 70 mm² | Armour Rod # for 70 mm² | HDW | Set | 67800 | 67800 | 58995 | -0.12987 | 66656.5188 | 75313.018 | 85093.7131 | 96144.6002 | 108630.6356 |  | 58995 | 0 | 1 | 0 | 356 | 356 | 0 | 0
4 | Armour Rod # for 150 mm² | Armour Rod # for 150 mm² | HDW | Set | 98600 | 98600 | 113850 | 0.15467 | 131458.646 | 151790.7389 | 175267.5012 | 202375.3044 | 233675.7445 |  | 113850 | 0 | 1 | 0 | 357 | 357 | 0 | 0
5 | Armour Rod # for 240 mm² | Armour Rod # for 240 mm² | HDW | Set | 135199 | 135199 | 155250 | 0.14831 | 178274.7099 | 204714.1525 | 235074.7578 | 269938.0628 | 309971.8507 |  | 155250 | 0 | 1 | 0 | 358 | 358 | 0 | 0
6 | Armour Tape ¼" wide | Armour Tape ¼" wide | HDW | Mtr | 7789 | 7789 | 8728 | 0.12055 | 9780.2008 | 10959.2493 | 12280.4375 | 13760.9011 | 15419.8414 |  | 8728 | 0 | 1 | 0 | 359 | 359 | 0 | 0
7 | Bimetalic Connector 35 - 240 mm² | Bimetalic Connector 35 - 240 mm² | HDW | Bh | 47459 | 47459 | 54338 | 0.14495 | 62214.0847 | 71231.7776 | 81556.5505 | 93377.8597 | 106912.6222 |  | 54338 | 0 | 1 | 0 | 360 | 360 | 0 | 0
8 | Ball Clevis Socket Eyes | Ball Clevis Socket Eyes | HDW | Bh | 112500 | 112500 | 126060 | 0.12053 | 141254.432 | 158280.2995 | 177358.3516 | 198735.945 | 222690.2509 |  | 126060 | 0 | 1 | 0 | 361 | 361 | 0 | 0
9 | Bolt Double Arming ⅝" x 10" | Bolt Double Arming ⅝" x 10" | HDW | Bh | 36000 | 36000 | 32810 | -0.088611 | 35717.3306 | 38882.2829 | 42327.6852 | 46078.3884 | 50161.4456 |  | 32810 | 0 | 1 | 0 | 362 | 362 | 0 | 0
10 | Bolt Double Arming ⅝" x 12" | Bolt Double Arming ⅝" x 12" | HDW | Bh | 36000 | 36000 | 37260 | 0.035 | 38564.1 | 39913.8435 | 41310.828 | 42756.707 | 44253.1917 |  | 37260 | 0 | 1 | 0 | 363 | 363 | 0 | 0
11 | Bolt Double Arming ⅝" x 14" | Bolt Double Arming ⅝" x 14" | HDW | Bh | 40000 | 40000 | 45540 | 0.1385 | 51847.29 | 59028.1397 | 67203.537 | 76511.2269 | 87108.0318 |  | 45540 | 0 | 1 | 0 | 364 | 364 | 0 | 0
12 | Bolt Double Arming ⅝ " x 16 - 24" | Bolt Double Arming ⅝" x (16 - 24") | HDW | Bh | 35800 | 35800 | 40115 | 0.12053 | 44950.0901 | 50367.9571 | 56438.8435 | 63241.4583 | 70863.9972 |  | 40115 | 0 | 1 | 0 | 365 | 365 | 0 | 0
13 | Bolt Double Up Side ⅝" x 8" | Bolt Double Up Side ⅝" x 8" | HDW | Bh | 45500 | 45500 | 35190 | -0.22659 | 43163.822 | 52944.4594 | 64941.3249 | 79656.6009 | 97706.2615 |  | 35190 | 0 | 1 | 0 | 366 | 366 | 0 | 0
14 | Bolt Double Up Side ⅝" x 9" | Bolt Double Up Side ⅝" x 9" | HDW | Bh | 45500 | 45500 | 36225 | -0.20385 | 43609.3269 | 52498.9205 | 63200.6235 | 76083.8275 | 91593.2231 |  | 36225 | 0 | 1 | 0 | 367 | 367 | 0 | 0
15 | Bolt Double Up Side ⅝" x 10" | Bolt Double Up Side ⅝" x 10" | HDW | Bh | 45500 | 45500 | 37260 | -0.1811 | 44007.7451 | 51977.4993 | 61390.5673 | 72508.3316 | 85639.5108 |  | 37260 | 0 | 1 | 0 | 368 | 368 | 0 | 0
16 | Bolt Double Up Side ⅝" x 12" | Bolt Double Up Side ⅝" x 12" | HDW | Bh | 45500 | 45500 | 39848 | -0.12422 | 44797.9098 | 50362.6963 | 56618.7394 | 63651.9067 | 71558.7326 |  | 39848 | 0 | 1 | 0 | 369 | 369 | 0 | 0
17 | Bolt Double Up Side ⅝" x (14 - 22") | Bolt Double Up Side ⅝" x (14 - 22") | HDW | Bh | 55000 | 55000 | 61629 | 0.12053 | 69056.9753 | 77380.2242 | 86706.6516 | 97157.1678 | 108867.2563 |  | 61629 | 0 | 1 | 0 | 370 | 370 | 0 | 0
18 | Bolt Machine / Bolt cariage ½" x ¾" | Bolt Machine / Bolt cariage ½" x ¾" | HDW | Bh | 7938 | 7938 | 7938 | 0.12053 | 8894.7455 | 9966.8049 | 11168.0767 | 12514.1345 | 14022.4291 |  | 7938 | 0 | 1 | 0 | 371 | 371 | 0 | 0
19 | Bolt cariage ⅝" x 3" | Bolt cariage ⅝" x 3" | HDW | Bh |  |  | 7938 | 0.12053 | 8894.7455 | 9966.8049 | 11168.0767 | 12514.1345 | 14022.4291 |  | 7938 | 0 | 1 | 0 | 372 | 372 | 0 | 0
20 | Bolt Machine ⅝" x 8" | Bolt Machine ⅝" x 8" | HDW | Bh | 26500 | 26500 | 27945 | 0.054528 | 29468.7934 | 31075.6767 | 32770.1805 | 34557.0828 | 36441.4219 |  | 27945 | 0 | 1 | 0 | 373 | 373 | 0 | 0
21 | Bolt Machine ⅝" x 9" | Bolt Machine ⅝" x 9" | HDW | Bh | 26500 | 26500 | 29694 | 0.12053 | 33272.9674 | 37283.3017 | 41776.9947 | 46812.3049 | 52454.5125 |  | 29694 | 0 | 1 | 0 | 374 | 374 | 0 | 0
22 | Bolt Machine ⅝" x 10" | Bolt Machine ⅝" x 10" | HDW | Bh | 26500 | 26500 | 29694 | 0.12053 | 33272.9674 | 37283.3017 | 41776.9947 | 46812.3049 | 52454.5125 |  | 29694 | 0 | 1 | 0 | 375 | 375 | 0 | 0
23 | Bolt Machine ⅝" x 12" | Bolt Machine ⅝" x 12" | HDW | Bh | 26500 | 26500 | 29694 | 0.12053 | 33272.9674 | 37283.3017 | 41776.9947 | 46812.3049 | 52454.5125 |  | 29694 | 0 | 1 | 0 | 376 | 376 | 0 | 0
24 | Bolt Machine ⅝" x (14 - 22") | Bolt Machine ⅝" x (14 - 22") | HDW | Bh | 30000 | 30000 | 30000 | 0.12053 | 33615.8491 | 37667.5103 | 42207.5113 | 47294.711 | 52995.0622 |  | 30000 | 0 | 1 | 0 | 377 | 377 | 0 | 0
25 | Bolt Single Up Side ⅝" x 8" | Bolt Single Up Side ⅝" x 8" | HDW | Bh | 33600 | 33600 | 33120 | -0.014286 | 33593.1429 | 34073.0449 | 34559.8027 | 35053.5141 | 35554.2786 |  | 33120 | 0 | 1 | 0 | 378 | 378 | 0 | 0
26 | Bolt Single Up Side ⅝" x 9" | Bolt Single Up Side ⅝" x 9" | HDW | Bh | 33600 | 33600 | 34155 | 0.016518 | 34719.1674 | 35292.6537 | 35875.6127 | 36468.2009 | 37070.5774 |  | 34155 | 0 | 1 | 0 | 379 | 379 | 0 | 0
27 | Bolt Single Up Side ⅝" x 10" | Bolt Single Up Side ⅝" x 10" | HDW | Bh | 33600 | 33600 | 35190 | 0.047321 | 36855.2411 | 38599.2837 | 40425.857 | 42338.8663 | 44342.4019 |  | 35190 | 0 | 1 | 0 | 380 | 380 | 0 | 0
28 | Bolt Single Up Side ⅝" x 12" | Bolt Single Up Side ⅝" x 12" | HDW | Bh | 33600 | 33600 | 37778 | 0.12435 | 42475.5144 | 47757.1424 | 53695.5156 | 60372.2973 | 67879.3049 |  | 37778 | 0 | 1 | 0 | 381 | 381 | 0 | 0
29 | Brace Steel 550 mm | Brace Steel 550 mm | HDW | Bh | 32600 | 32600 | 36529 | 0.12052 | 40931.5289 | 45864.657 | 51392.333 | 57586.2126 | 64526.5878 |  | 36529 | 0 | 1 | 0 | 382 | 382 | 0 | 0
30 | Brace Steel 770 mm | Brace Steel 770 mm | HDW | Bh | 45000 | 45000 | 50424 | 0.12053 | 56501.7728 | 63312.1198 | 70943.3407 | 79494.378 | 89076.1003 |  | 50424 | 0 | 1 | 0 | 383 | 383 | 0 | 0
31 | Brace Steel 1.262 mm | Brace Steel 1.262 mm | HDW | Bh | 92500 | 92500 | 103649 | 0.12053 | 116141.786 | 130140.324 | 145826.1021 | 163402.4828 | 183097.3399 |  | 103649 | 0 | 1 | 0 | 384 | 384 | 0 | 0
32 | Bracket Extension for cut out | Bracket Extension for cut out | HDW | Bh | 67700 | 67700 | 75860 | 0.12053 | 85003.5391 | 95249.1651 | 106729.7144 | 119594.0345 | 134008.9137 |  | 75860 | 0 | 1 | 0 | 385 | 385 | 0 | 0
33 | Bracket Secondary / Bracket insulated | Bracket Secondary / Bracket insulated | HDW | Bh | 13100 | 13100 | 14679 | 0.12053 | 16448.3237 | 18430.9118 | 20652.4698 | 23141.8018 | 25931.1839 |  | 14679 | 0 | 1 | 0 | 386 | 386 | 0 | 0
34 | Bracket band segment,vertikal plat ( Hot dip galvanis ) | Bracket band segment,vertikal plat ( Hot dip galvanis ) | HDW | Bh | 404600 | 404600 | 465750 | 0.15114 | 536142.023 | 617172.8799 | 710450.4914 | 817825.7943 | 941429.4703 |  | 465750 | 0 | 1 | 0 | 387 | 387 | 0 | 0
35 | Bracket Transformer cluster and adapter |  | HDW | Bh | 445573.56 | 445573.56 | 445573.56 | 0.12053 | 499277.1625 | 559453.4941 | 626882.6926 | 702438.9239 | 787101.7139 |  | 445573.56 | 0 | 1 | 0 | 388 | 388 | 0 | 0
36 | Center Bracket 6 KN | Center Bracket 6 KN | HDW | Bh | 89200 | 89200 | 99951 | 0.12053 | 111997.7848 | 125496.5312 | 140622.2398 | 157571.0033 | 176562.5488 |  | 99951 | 0 | 1 | 0 | 389 | 389 | 0 | 0
37 | Center Bracket 12.5 KN | Center Bracket 12.5 KN | HDW | Bh | 95000 | 95000 | 106450 | 0.12053 | 119280.0263 | 133656.4084 | 149765.5229 | 167816.2096 | 188042.4791 |  | 106450 | 0 | 1 | 0 | 390 | 390 | 0 | 0
38 | Clevis Swinging Secondary | Clevis Swinging Secondary | HDW | Bh | 15500 | 15500 | 17368 | 0.12052 | 19461.1241 | 21806.5035 | 24434.5389 | 27379.2949 | 30678.9415 |  | 17368 | 0 | 1 | 0 | 391 | 391 | 0 | 0
39 | Compresion Conector G type 50 mm² / 70 mm² | Compresion Conector G type 50 mm² / 70 mm² | HDW | Bh |  |  | 19665 | 0.12052 | 22034.9497 | 24690.5165 | 27666.122 | 31000.3359 | 34736.3764 |  | 19665 | 0 | 1 | 0 | 392 | 392 | 0 | 0
40 | Compresion Conector G type 70 mm² / 70 mm² | Compresion Conector G type 70 mm² / 70 mm² | HDW | Bh |  |  | 15939 | 0.12052 | 17859.9066 | 20012.3134 | 22424.1199 | 25126.5881 | 28154.7472 |  | 15939 | 0 | 1 | 0 | 393 | 393 | 0 | 0
41 | Compresion Conector G type 70 mm² / 150 mm² | Compresion Conector G type 70 mm² / 150 mm² | HDW | Bh |  |  | 25358 | 0.12052 | 28414.048 | 31838.3991 | 35675.4397 | 39974.9056 | 44792.5265 |  | 25358 | 0 | 1 | 0 | 394 | 394 | 0 | 0
42 | Compresion Conector G type 150 mm² / 240 mm² | Compresion Conector G type 150 mm² / 240 mm² | HDW | Bh |  |  | 34673 | 0.12052 | 38851.6557 | 43533.9069 | 48780.4448 | 54659.2752 | 61246.5995 |  | 34673 | 0 | 1 | 0 | 395 | 395 | 0 | 0
43 | Compresion Conector G type 240 mm² / 240 mm² | Compresion Conector G type 240 mm² / 240 mm² | HDW | Bh |  |  | 31375 | 0.12052 | 35156.1935 | 39393.0819 | 44140.5836 | 49460.2359 | 55420.9921 |  | 31375 | 0 | 1 | 0 | 396 | 396 | 0 | 0
44 | Compresion Conector H type 50 mm² / 70 mm² |  | HDW | Bh | 22400 | 22400 | 22400 | 0.12052 | 25099.5613 | 28124.4633 | 31513.9147 | 35311.8497 | 39567.4971 |  | 22400 | 0 | 1 | 0 | 397 | 397 | 0 | 0
45 | Compresion Conector H type 70 mm² / 70 mm² |  | HDW | Bh | 15800 | 15900 | 15900 | 0.12052 | 17816.2065 | 19963.3467 | 22369.252 | 25065.1076 | 28085.8573 |  | 15900 | 0 | 1 | 0 | 398 | 398 | 0 | 0
46 | Compresion Conector H type 70 mm² / 150 mm² |  | HDW | Bh | 22400 | 22500 | 22500 | 0.12052 | 25211.6129 | 28250.0189 | 31654.6018 | 35469.4919 | 39744.1378 |  | 22500 | 0 | 1 | 0 | 399 | 399 | 0 | 0
47 | Compresion Conector H type 70 mm² / 240 mm² |  | HDW | Bh | 36500 | 36500 | 36500 | 0.12052 | 40898.8387 | 45827.8084 | 51350.7985 | 57539.398 | 64473.8235 |  | 36500 | 0 | 1 | 0 | 400 | 400 | 0 | 0
48 | Compresion Conector H type 150 mm² / 240 mm² |  | HDW | Bh | 37700 | 37700 | 37700 | 0.12052 | 42243.4581 | 47334.4761 | 53039.0439 | 59431.1042 | 66593.5108 |  | 37700 | 0 | 1 | 0 | 401 | 401 | 0 | 0
49 | Compresion Conector H type 240 mm² / 240 mm² |  | HDW | Bh | 28000 | 28100 | 28100 | 0.12052 | 31486.5032 | 35281.1347 | 39533.0805 | 44297.4543 | 49636.012 |  | 28100 | 0 | 1 | 0 | 402 | 402 | 0 | 0
50 | Compresion Terminal Lug 35 mm² | Compresion Terminal Lug 35 mm² | HDW | Bh | 10800 | 10800 | 9677 | -0.10398 | 10683.2288 | 11794.0868 | 13020.4534 | 14374.3394 | 15869.0045 |  | 9677 | 0 | 1 | 0 | 403 | 403 | 0 | 0
51 | Compresion Terminal Lug 50 mm² | Compresion Terminal Lug 50 mm² | HDW | Bh | 13600 | 13600 | 10247 | -0.24654 | 12773.3376 | 15922.5288 | 19848.1346 | 24741.5755 | 30841.4654 |  | 10247 | 0 | 1 | 0 | 404 | 404 | 0 | 0
52 | Compresion Terminal Lug 70 mm² | Compresion Terminal Lug 70 mm² | HDW | Bh | 17100 | 17100 | 12524 | -0.2676 | 15875.4517 | 20123.7597 | 25508.9249 | 32335.1728 | 40988.1407 |  | 12524 | 0 | 1 | 0 | 405 | 405 | 0 | 0
53 | Compresion Terminal Lug 150 mm² | Compresion Terminal Lug 150 mm² | HDW | Bh | 32400 | 32400 | 24478 | -0.24451 | 30463.0221 | 37911.419 | 47180.995 | 58717.0395 | 73073.7182 |  | 24478 | 0 | 1 | 0 | 406 | 406 | 0 | 0
54 | Compresion Terminal Lug 240 mm² | Compresion Terminal Lug 240 mm² | HDW | Bh | 40400 | 40400 | 42125 | 0.042698 | 43923.6541 | 45799.1071 | 47754.6383 | 49793.6668 | 51919.7578 |  | 42125 | 0 | 1 | 0 | 407 | 407 | 0 | 0
55 | Cross Arm Steel 1.500 mm ( UNSP 10 ) galvanis | Cross Arm Steel 1.500 mm ( UNSP 10 ) galvanis | HDW | Bh | 282000 | 283100 | 321057 | 0.13408 | 364103.134 | 412920.7344 | 468283.6179 | 531069.3518 | 602273.1646 |  | 321057 | 0 | 1 | 0 | 408 | 408 | 0 | 0
56 | Cross Arm Steel 2.000 mm ( UNSP 10 ) galvanis | Cross Arm Steel 2.000 mm ( UNSP 10 ) galvanis | HDW | Bh | 379000 | 380500 | 431492 | 0.13401 | 489317.5981 | 554892.5861 | 629255.4843 | 713583.988 | 809213.6193 |  | 431492 | 0 | 1 | 0 | 409 | 409 | 0 | 0
57 | Cross Arm Steel 3.000 mm ( UNSP 10 ) galvanis | Cross Arm Steel 3.000 mm ( UNSP 10 ) galvanis | HDW | Bh | 557000 | 559200 | 634145 | 0.13402 | 719134.2651 | 815513.9459 | 924810.6066 | 1048755.4043 | 1189311.5091 |  | 634145 | 0 | 1 | 0 | 410 | 410 | 0 | 0
58 | Cross Arm Clevis | Cross Arm Clevis | HDW | Bh | 41800 | 41800 | 46223 | 0.10581 | 51114.0127 | 56522.56 | 62503.4041 | 69117.1016 | 76430.6169 |  | 46223 | 0 | 1 | 0 | 411 | 411 | 0 | 0
59 | Dead End Assembly | Dead End Assembly | HDW | Bh | 78500 | 78500 | 87962 | 0.12054 | 98564.5025 | 110444.9779 | 123757.4668 | 138674.5771 | 155389.7216 |  | 87962 | 0 | 1 | 0 | 412 | 412 | 0 | 0
60 | Expanding Anchor 8.000 lbs | Expanding Anchor 8.000 lbs | HDW | Bh | 120000 | 120000 | 108675 | -0.094375 | 118931.2031 | 130155.3354 | 142438.7452 | 155881.4018 | 170592.7091 |  | 108675 | 0 | 1 | 0 | 413 | 413 | 0 | 0
61 | Expanding Anchor 10.000 lbs | Expanding Anchor 10.000 lbs | HDW | Bh | 120900 | 120900 | 136103 | 0.12575 | 153217.7552 | 172484.6662 | 194174.3633 | 218591.5084 | 246079.0742 |  | 136103 | 0 | 1 | 0 | 414 | 414 | 0 | 0
62 | Fixed Dead Assembly 25-35 mm² | Fixed Dead Assembly 25-35 mm² | HDW | Bh | 78500 | 78500 | 61583 | -0.2155 | 74854.3326 | 90985.6797 | 110593.3834 | 134426.6098 | 163395.9723 |  | 61583 | 0 | 1 | 0 | 415 | 415 | 0 | 0
63 | Fixed Dead Assembly 50-70 mm² | Fixed Dead Assembly 50-70 mm² | HDW | Bh | 85300 | 85300 | 70898 | -0.16884 | 82868.3751 | 96859.821 | 113213.5742 | 132328.485 | 154670.7458 |  | 70898 | 0 | 1 | 0 | 416 | 416 | 0 | 0
64 | Adjustable Dead End Assembly 25-35 mm² | Adjustable Dead End Assembly 25-35 mm² | HDW | Bh | 107300 | 107300 | 81248 | -0.2428 | 100974.6812 | 125490.9198 | 155959.6005 | 193825.952 | 240886.0983 |  | 81248 | 0 | 1 | 0 | 417 | 417 | 0 | 0
65 | Adjustable Dead End Assembly 50-70 mm² | Adjustable Dead End Assembly 50-70 mm² | HDW | Bh | 112100 | 112100 | 101948 | -0.090562 | 111180.6146 | 121249.3532 | 132229.9369 | 144204.9442 | 157264.4321 |  | 101948 | 0 | 1 | 0 | 418 | 418 | 0 | 0
66 | Blundle protection Set 35-70 mm² | Blundle protection Set 35-70 mm² | HDW | Bh | 75400 | 75400 | 11644 | -0.84557 | 21489.8205 | 39660.9742 | 73197.1158 | 135090.4224 | 249318.8703 |  | 11644 | 0 | 1 | 0 | 419 | 419 | 0 | 0
67 | Compression Joint LVTC+ Heat Shrink 35 | Compression Joint LVTC+ Heat Shrink 35 | HDW | Bh | 23500 | 23500 | 16224 | -0.30962 | 21247.2266 | 27825.7295 | 36441.049 | 47723.8181 | 62499.9245 |  | 16224 | 0 | 1 | 0 | 420 | 420 | 0 | 0
68 | Compression Joint LVTC+ Heat Shrink 50 | Compression Joint LVTC+ Heat Shrink 50 | HDW | Bh | 26500 | 26500 | 21859 | -0.17513 | 25687.212 | 30185.8668 | 35472.3803 | 41684.7319 | 48985.0655 |  | 21859 | 0 | 1 | 0 | 421 | 421 | 0 | 0
69 | Compression Joint LVTC+ Heat Shrink 70 | Compression Joint LVTC+ Heat Shrink 70 | HDW | Bh | 34000 | 34000 | 32789 | -0.035618 | 33956.867 | 35166.3307 | 36418.8727 | 37716.0272 | 39059.3834 |  | 32789 | 0 | 1 | 0 | 422 | 422 | 0 | 0
70 | Compression Joint LVTC+ Heat Shrink 150 | Compression Joint LVTC+ Heat Shrink 150 | HDW | Bh | 49600 | 49600 | 55373 | 0.11639 | 61817.926 | 69012.9842 | 77045.4833 | 86012.8941 | 96024.032 |  | 55373 | 0 | 1 | 0 | 423 | 423 | 0 | 0
71 | Compression Joint LVTC+ Heat Shrink 240 | Compression Joint LVTC+ Heat Shrink 240 | HDW | Bh | 56300 | 56300 | 63086 | 0.12053 | 70689.936 | 79210.3961 | 88757.8517 | 99456.0894 | 111443.8162 |  | 63086 | 0 | 1 | 0 | 424 | 424 | 0 | 0
72 | Frefomed guy wire 22 mm² | Frefomed guy wire 22 mm² | HDW | Mtr | 33800 | 33800 | 37874 | 0.12053 | 42439.0496 | 47554.3362 | 53286.1814 | 59708.9004 | 66905.7661 |  | 37874 | 0 | 1 | 0 | 425 | 425 | 0 | 0
73 | Frefomed guy wire 35 mm² | Frefomed guy wire 35 mm² | HDW | Mtr | 40200 | 40200 | 45045 | 0.12052 | 50473.931 | 56557.1697 | 63373.5748 | 71011.5094 | 79569.9861 |  | 45045 | 0 | 1 | 0 | 426 | 426 | 0 | 0
74 | Frefomed guy wire 70 mm² | Frefomed guy wire 70 mm² | HDW | Mtr | 46800 | 46800 | 46800 | 0.12052 | 52440.4478 | 58760.6958 | 65842.6751 | 73778.1916 | 82670.1154 |  | 46800 | 0 | 1 | 0 | 427 | 427 | 0 | 0
75 | Ground rod & Washer | Ground rod & Washer | HDW | Bh | 9500 | 9500 | 10645 | 0.12053 | 11928.0026 | 13365.6408 | 14976.5523 | 16781.621 | 18804.2479 |  | 10645 | 0 | 1 | 0 | 428 | 428 | 0 | 0
76 | Ground rod ⅝" x 8" Copper Weld | Ground rod ⅝" x 8" Copper Weld | HDW | Bh | 184500 | 185200 | 194063 | 0.047856 | 203350.151 | 213081.7514 | 223279.0708 | 233964.397 | 245161.0841 |  | 194063 | 0 | 1 | 0 | 429 | 429 | 0 | 0
77 | Ground rod ⅝" x 8" Galvanis | Ground rod ⅝" x 8" Galvanis | HDW | Bh | 175000 | 175000 | 196093 | 0.12053 | 219728.3694 | 246212.5437 | 275888.8933 | 309142.1757 | 346403.5238 |  | 196093 | 0 | 1 | 0 | 430 | 430 | 0 | 0
78 | Ground wire Cu 16 mm² | Ground wire Cu 16 mm² | HDW | Mtr | 30000 | 30000 | 28980 | -0.034 | 29965.32 | 30984.1409 | 32037.6017 | 33126.8801 | 34253.1941 |  | 28980 | 0 | 1 | 0 | 431 | 431 | 0 | 0
79 | Ground wire Cu 25 mm² | Ground wire Cu 25 mm² | HDW | Mtr | 49500 | 49500 | 55466 | 0.12053 | 62151.0537 | 69641.8251 | 78035.4236 | 87440.6628 | 97979.4708 |  | 55466 | 0 | 1 | 0 | 432 | 432 | 0 | 0
80 | Ground wire Cu 50 mm² | Ground wire Cu 50 mm² | HDW | Mtr | 120000 | 120000 | 114972 | -0.0419 | 119789.3268 | 124808.4996 | 130037.9757 | 135486.5669 | 141163.4541 |  | 114972 | 0 | 1 | 0 | 433 | 433 | 0 | 0
81 | Clamp Ground Rod ⅝" | Clamp Ground Rod ⅝" | HDW | Bh | 4880 | 4880 | 6100 | 0.25 | 7625 | 9531.25 | 11914.0625 | 14892.5781 | 18615.7227 |  | 6100 | 0 | 1 | 0 | 434 | 434 | 0 | 0
82 | Grounding Iron Plate Form Plat / Eart safety mats | Grounding Iron Plate Form Plat / Eart safety mats | HDW | Bh | 1308700 | 1308700 | 1466438 | 0.12053 | 1643188.208 | 1841242.1712 | 2063167.6373 | 2311841.8459 | 2590488.8308 |  | 1466438 | 0 | 1 | 0 | 435 | 435 | 0 | 0
83 | Guy Attachment / Guy hok | Guy Attachment / Guy hook | HDW | Bh | 12500 | 12500 | 14007 | 0.12056 | 15695.6839 | 17587.9556 | 19708.3595 | 22084.3993 | 24746.8945 |  | 14007 | 0 | 1 | 0 | 436 | 436 | 0 | 0
84 | Guy Wire 22 mm² | Guy Wire 22 mm² | HDW | Mtr | 9700 | 9700 | 10869 | 0.12052 | 12178.8826 | 13646.6263 | 15291.2558 | 17134.0885 | 19199.0112 |  | 10869 | 0 | 1 | 0 | 437 | 437 | 0 | 0
85 | Guy Wire 35 mm² | Guy Wire 35 mm² | HDW | Mtr | 24300 | 24300 | 18113 | -0.25461 | 22724.7338 | 28510.6567 | 35769.7281 | 44877.0247 | 56303.1215 |  | 18113 | 0 | 1 | 0 | 438 | 438 | 0 | 0
86 | Guy Wire 70 mm² | Guy Wire 70 mm² | HDW | Mtr | 39204 | 39204 | 29187 | -0.25551 | 36644.5599 | 46007.5983 | 57762.9833 | 72521.9824 | 91052.0482 |  | 29187 | 0 | 1 | 0 | 439 | 439 | 0 | 0
87 | Hot Line Clamp ANSI C119 ( 70 s/d 240 mm2 ) | Hot Line Clamp ANSI C119 ( 70 - 240 mm² ) | HDW | Mtr | 491900 | 547900 | 551174 | 0.0059755 | 554467.5639 | 557780.8087 | 561113.8519 | 564466.8118 | 567839.8075 |  | 551174 | 0 | 1 | 0 | 440 | 440 | 0 | 0
88 | Hot Line Clamp ( 35mm² s/d 70 mm² ) | Hot Line Clamp ( 35 - 70 mm² ) | HDW | Bh | 78069 | 87000 | 77625 | -0.10776 | 85989.7629 | 95255.9012 | 105520.5457 | 116891.2942 | 129487.3388 |  | 77625 | 0 | 1 | 0 | 441 | 441 | 0 | 0
89 | Hot Line Clamp ( 150mm² s/d 240 mm² ) | Hot Line Clamp ( 150 - 240 mm² ) | HDW | Bh | 155631 | 173400 | 174389 | 0.0057036 | 175383.6408 | 176383.9547 | 177389.9739 | 178401.731 | 179419.2588 |  | 174389 | 0 | 1 | 0 | 442 | 442 | 0 | 0
90 | Insulating Tape | Insulating Tape | HDW | Bh | 3965 | 3965 | 4956.25 | 0.25 | 6195.3125 | 7744.1406 | 9680.1758 | 12100.2197 | 15125.2747 |  | 4956.25 | 0 | 1 | 0 | 443 | 443 | 0 | 0
91 | Joint sleeve 35 mm² | Joint sleeve 35 mm² | HDW | Bh | 31800 | 31800 | 26910 | -0.15377 | 31048.0472 | 35822.4167 | 41330.9581 | 47686.5677 | 55019.5022 |  | 26910 | 0 | 1 | 0 | 444 | 444 | 0 | 0
92 | Joint sleeve 50 mm² | Joint sleeve 50 mm² | HDW | Bh | 33800 | 33800 | 29601 | -0.12423 | 33278.355 | 37412.5506 | 42060.3406 | 47285.5291 | 53159.8467 |  | 29601 | 0 | 1 | 0 | 445 | 445 | 0 | 0
93 | Joint sleeve 70 mm² | Joint sleeve 70 mm² | HDW | Bh | 38500 | 38600 | 34983 | -0.093705 | 38261.0702 | 41846.3109 | 45767.5054 | 50056.1341 | 54746.6273 |  | 34983 | 0 | 1 | 0 | 446 | 446 | 0 | 0
94 | Joint sleeve 150 mm² | Joint sleeve 150 mm² | HDW | Bh | 76000 | 76300 | 78039 | 0.022792 | 79817.6346 | 81636.8072 | 83497.4416 | 85400.4829 | 87346.8976 |  | 78039 | 0 | 1 | 0 | 447 | 447 | 0 | 0
95 | Joint sleeve 240 mm² | Joint sleeve 240 mm² | HDW | Bh | 97000 | 97400 | 108691 | 0.11592 | 121290.8982 | 135351.4272 | 151041.9094 | 168551.2954 | 188090.44 |  | 108691 | 0 | 1 | 0 | 448 | 448 | 0 | 0
96 | Kawat Bendrad 6 mm² |  | HDW | Mtr | 4520 | 4520 | 4520 | 0.11592 | 5043.9766 | 5628.6947 | 6281.1956 | 7009.3371 | 7821.8876 |  | 4520 | 0 | 1 | 0 | 449 | 449 | 0 | 0
97 | Kawat Las |  | HDW | Bh | 7290 | 7290 | 7290 | 0.11592 | 8135.0861 | 9078.1381 | 10130.5124 | 11304.8821 | 12615.3896 |  | 7290 | 0 | 1 | 0 | 450 | 450 | 0 | 0
98 | Kousen | Kousen | HDW | Bh | 4500 | 4500 | 8169 | 0.81533 | 14829.458 | 26920.4094 | 48869.5166 | 88714.4624 | 161046.3208 |  | 8169 | 0 | 1 | 0 | 451 | 451 | 0 | 0
99 | Large Angle Assembly 25-35 mm² | Large Angle Assembly 25 - 35 mm² | HDW | Bh | 106300 | 106300 | 82283 | -0.22594 | 100873.6944 | 123664.6964 | 151605.007 | 185858.0404 | 227850.0682 |  | 82283 | 0 | 1 | 0 | 452 | 452 | 0 | 0
100 | Large Angle Assembly 50-70 mm² | Large Angle Assembly 50 - 70 mm² | HDW | Bh | 116800 | 116800 | 91598 | -0.21577 | 111362.1507 | 135390.8229 | 164604.175 | 200120.908 | 243301.106 |  | 91598 | 0 | 1 | 0 | 453 | 453 | 0 | 0
101 | Lock Nut ⅝" | Lock Nut ⅝" | HDW | Bh | 11400 | 11400 | 10350 | -0.092105 | 11303.2895 | 12344.3819 | 13481.3645 | 14723.0691 | 16079.1412 |  | 10350 | 0 | 1 | 0 | 454 | 454 | 0 | 0
102 | Loop Dead End Clamp / LC ( 35 s/d 240 ) mm² | Loop Dead End Clamp / LC ( 35 s/d 240 ) mm² | HDW | Bh | 29600 | 29600 | 33168 | 0.12054 | 37166.0886 | 41646.1091 | 46666.1536 | 52291.3169 | 58594.5405 |  | 33168 | 0 | 1 | 0 | 455 | 455 | 0 | 0
103 | Live Line Connector 240 mm² | Live Line Connector 240 mm² | HDW | Bh | 290142 | 290142 | 325113 | 0.12053 | 364299.0769 | 408208.2766 | 457409.8801 | 512541.7842 | 574318.7718 |  | 325113 | 0 | 1 | 0 | 456 | 456 | 0 | 0
104 | Live Line Connector 150 mm² | Live Line Connector 150 mm² | HDW | Bh | 265680 | 265680 | 277898 | 0.045988 | 290677.8772 | 304045.4709 | 318027.8089 | 332653.1618 | 347951.1005 |  | 277898 | 0 | 1 | 0 | 457 | 457 | 0 | 0
105 | Live Line Connector 70 mm² | Live Line Connector 70 mm² | HDW | Bh | 265680 | 265680 | 277898 | 0.045988 | 290677.8772 | 304045.4709 | 318027.8089 | 332653.1618 | 347951.1005 |  | 277898 | 0 | 1 | 0 | 458 | 458 | 0 | 0
106 | Mur Baut Dinabolt 10 mm x 65 mm | Mur Baut Dinabolt 10 mm x 65 mm | HDW | Bh |  |  | 1200 | 0.045988 | 1255.1852 | 1312.9082 | 1373.2858 | 1436.44 | 1502.4985 |  | 1200 | 0 | 1 | 0 | 459 | 459 | 0 | 0
107 | Nut Timble eye ⅝" | Nut Timble eye ⅝" | HDW | Bh | 20898 | 20898 | 23805 | 0.1391 | 27116.376 | 30888.3783 | 35185.0821 | 40079.4755 | 45654.6997 |  | 23805 | 0 | 1 | 0 | 460 | 460 | 0 | 0
108 | Oval Eye Bolt ⅝" x 8" | Oval Eye Bolt ⅝" x 8" | HDW | Bh | 20700 | 20700 | 23195 | 0.12053 | 25990.7258 | 29123.4244 | 32633.7116 | 36567.0986 | 40974.5822 |  | 23195 | 0 | 1 | 0 | 461 | 461 | 0 | 0
109 | Oval Eye Bolt ⅝" x 9" | Oval Eye Bolt ⅝" x 9" | HDW | Bh | 13600 | 13600 | 15239 | 0.12051 | 17075.5236 | 19133.3753 | 21439.2284 | 24022.9707 | 26918.092 |  | 15239 | 0 | 1 | 0 | 462 | 462 | 0 | 0
110 | Oval Eye Bolt ⅝" x ( 14" s/d 22" ) | Oval Eye Bolt ⅝" x ( 14" s/d 22" ) | HDW | Bh | 27900 | 27900 | 31263 | 0.12054 | 35031.3681 | 39253.9663 | 43985.5465 | 49287.4603 | 55228.4541 |  | 31263 | 0 | 1 | 0 | 463 | 463 | 0 | 0
111 | Oval Eye Bolt ⅝" x 10" | Oval Eye Bolt ⅝" x 10" | HDW | Bh | 27815 | 27815 | 31168 | 0.12055 | 34925.1923 | 39135.3009 | 43852.9232 | 49139.2381 | 55062.7997 |  | 31168 | 0 | 1 | 0 | 464 | 464 | 0 | 0
112 | Oval Eye Bolt ⅝" x 12" | Oval Eye Bolt ⅝" x 12" | HDW | Bh | 20800 | 20800 | 23307 | 0.12053 | 26116.1658 | 29263.9171 | 32791.0633 | 36743.3323 | 41171.9638 |  | 23307 | 0 | 1 | 0 | 465 | 465 | 0 | 0
113 | Oval Eye Nut ⅝" | Oval Eye Nut ⅝" | HDW | Bh | 23936 | 23936 | 26821 | 0.12053 | 30053.7283 | 33676.0966 | 37735.0679 | 42283.2661 | 47379.6574 |  | 26821 | 0 | 1 | 0 | 466 | 466 | 0 | 0
114 | Parallel group clamp AL/AL 25-70 mm² | Parallel group clamp AL/AL 25-70 mm² | HDW | Bh | 31590 | 31590 | 33379 | 0.056632 | 35269.3144 | 37266.6807 | 39377.1616 | 41607.163 | 43963.4534 |  | 33379 | 0 | 1 | 0 | 467 | 467 | 0 | 0
115 | Parallel group clamp AL/AL 70-150 mm² | Parallel group clamp AL/AL 70-150 mm² | HDW | Bh | 32500 | 32500 | 36090 | 0.11046 | 40076.5569 | 44503.4751 | 49419.3974 | 54878.34 | 60940.2859 |  | 36090 | 0 | 1 | 0 | 468 | 468 | 0 | 0
116 | Parallel group clamp AL/AL 150-240 mm² | Parallel group clamp AL/AL 150-240 mm² | HDW | Bh | 47300 | 47300 | 53001 | 0.12053 | 59389.1332 | 66547.2188 | 74568.058 | 83555.6373 | 93626.4763 |  | 53001 | 0 | 1 | 0 | 469 | 469 | 0 | 0
117 | Pin adapter Insulator | Pin adapter Insulator | HDW | Bh | 61560 | 61560 | 68980 | 0.12053 | 77294.3535 | 86610.8594 | 97050.3099 | 108748.0568 | 121855.7661 |  | 68980 | 0 | 1 | 0 | 470 | 470 | 0 | 0
118 | Pipa PVC Putih Ukuran ¾" | Pipa PVC Putih Ukuran ¾" | HDW | Bh |  |  | 32874 | 0.12053 | 36836.3957 | 41276.3901 | 46251.5496 | 51826.379 | 58073.1582 |  | 32874 | 0 | 1 | 0 | 471 | 471 | 0 | 0
119 | Pipa PVC Putih Ukuran 2½" | Pipa PVC Putih Ukuran 2½" | HDW | Bh |  |  | 141100 | 0.12053 | 158107.18 | 177164.2832 | 198518.3927 | 222446.3732 | 249258.4604 |  | 141100 | 0 | 1 | 0 | 472 | 472 | 0 | 0
120 | Pipa PVC Putih Ukuran 3" | Pipa PVC Putih Ukuran 3" | HDW | Bh |  |  | 179356 | 0.12053 | 200974.2833 | 225198.2791 | 252342.0613 | 282757.5599 | 316839.1241 |  | 179356 | 0 | 1 | 0 | 473 | 473 | 0 | 0
121 | Pipa PVC Putih Ukuran 6" | Pipa PVC Putih Ukuran 6" | HDW | Bh |  |  | 755562 | 0.12053 | 846632.0136 | 948678.9523 | 1063025.8955 | 1191155.3975 | 1334728.7089 |  | 755562 | 0 | 1 | 0 | 474 | 474 | 0 | 0
122 | Pipa Pralon 2 ½" |  | HDW | Bh | 79056 | 79056 | 79056 | 0.12053 | 88584.8421 | 99262.2224 | 111226.5773 | 124633.0296 | 139655.3993 |  | 79056 | 0 | 1 | 0 | 475 | 475 | 0 | 0
123 | Pipa Pralon 3" |  | HDW | Bh | 81984 | 81984 | 81984 | 0.12053 | 91865.7622 | 102938.601 | 115346.0802 | 129249.0677 | 144827.8215 |  | 81984 | 0 | 1 | 0 | 476 | 476 | 0 | 0
124 | Knee Pipe 2 ½" | Knee Pipe 2 ½" | HDW | Bh | 7320 | 7320 | 9111 | 0.24467 | 11340.2078 | 14114.8406 | 17568.3487 | 21866.834 | 27217.0389 |  | 9111 | 0 | 1 | 0 | 477 | 477 | 0 | 0
125 | Knee Pipe 3" | Knee Pipe 3" | HDW | Bh | 8784 | 8784 | 10935 | 0.24488 | 13612.7305 | 16946.1758 | 21095.9053 | 26261.8084 | 32692.7225 |  | 10935 | 0 | 1 | 0 | 478 | 478 | 0 | 0
126 | Spiral Pralon 2 ½" | Spiral Pralon 2 ½" | HDW | Bh | 52704 | 52704 | 65615 | 0.24497 | 81688.8324 | 101700.3025 | 126614.0207 | 157630.9002 | 196246.0443 |  | 65615 | 0 | 1 | 0 | 479 | 479 | 0 | 0
127 | Spiral Pralon 3" | Spiral Pralon 3" | HDW | Bh | 67344 | 67344 | 83841 | 0.24497 | 104379.2065 | 129948.5782 | 161781.5803 | 201412.5902 | 250751.8558 |  | 83841 | 0 | 1 | 0 | 480 | 480 | 0 | 0
128 | Pipe Cap Galvanis 2 ½" |  | HDW | Bh | 40000 | 40000 | 40000 | 0.24497 | 49798.6458 | 61997.628 | 77184.9478 | 96092.6469 | 119632.0921 |  | 40000 | 0 | 1 | 0 | 481 | 481 | 0 | 0
129 | Pipe Galvanis 2" 6' |  | HDW | Bh | 150000 | 150000 | 150000 | 0.24497 | 186744.9216 | 232491.1049 | 289443.5544 | 360347.4259 | 448620.3453 |  | 150000 | 0 | 1 | 0 | 482 | 482 | 0 | 0
130 | Plastic Strap for Clamping |  | HDW | Bh | 4212 | 4212 | 4212 | 0.24497 | 5243.7974 | 6528.3502 | 8127.575 | 10118.5557 | 12597.2593 |  | 4212 | 0 | 1 | 0 | 483 | 483 | 0 | 0
131 | Plat Besi 4 mm x 4 cm x 8 cm |  | HDW | Bh | 50000 | 50000 | 50000 | 0.24497 | 62248.3072 | 77497.035 | 96481.1848 | 120115.8086 | 149540.1151 |  | 50000 | 0 | 1 | 0 | 484 | 484 | 0 | 0
132 | Pole Band Double Rack 3" atau 3 ½" | Pole Band Double Rack 3" atau 3 ½" | HDW | Bh | 32500 | 32500 | 20183 | -0.37898 | 27832.0465 | 38379.9639 | 52925.3798 | 72983.2845 | 100642.8265 |  | 20183 | 0 | 1 | 0 | 485 | 485 | 0 | 0
133 | Pole Band Double Rack 4" atau 4 ½" | Pole Band Double Rack 4" atau 4 ½" | HDW | Bh | 37500 | 37500 | 31050 | -0.172 | 36390.6 | 42649.7832 | 49985.5459 | 58583.0598 | 68659.3461 |  | 31050 | 0 | 1 | 0 | 486 | 486 | 0 | 0
134 | Pole Band Double Rack 5" atau 5 ½" | Pole Band Double Rack 5" atau 5 ½" | HDW | Bh | 47800 | 47800 | 43470 | -0.090586 | 47407.7636 | 51702.2326 | 56385.7193 | 61493.4633 | 67063.8963 |  | 43470 | 0 | 1 | 0 | 487 | 487 | 0 | 0
135 | Pole Band Double Rack 6" atau 6 ½" | Pole Band Double Rack 6" atau 6 ½" | HDW | Bh | 52500 | 52500 | 58828 | 0.12053 | 65918.7349 | 73864.1398 | 82767.2308 | 92743.441 | 103922.1171 |  | 58828 | 0 | 1 | 0 | 488 | 488 | 0 | 0
136 | Pole Band Double Rack 7" atau 7 ½" | Pole Band Double Rack 7" atau 7 ½" | HDW | Bh | 63500 | 63500 | 71154 | 0.12054 | 79730.5782 | 89340.938 | 100109.6866 | 112176.4511 | 125697.6882 |  | 71154 | 0 | 1 | 0 | 489 | 489 | 0 | 0
137 | Pole Band Double Rack 8" atau 8 ½" | Pole Band Double Rack 8" atau 8 ½" | HDW | Bh | 67500 | 67500 | 75636 | 0.12053 | 84752.6592 | 94968.1797 | 106415.011 | 119241.567 | 133614.1505 |  | 75636 | 0 | 1 | 0 | 490 | 490 | 0 | 0
138 | Pole Band Double Rack 9" atau 12" | Pole Band Double Rack 9" s/d 12" | HDW | Bh | 53000 | 53000 | 59388 | 0.12053 | 66545.9348 | 74566.6033 | 83553.9894 | 93624.6098 | 104909.0251 |  | 59388 | 0 | 1 | 0 | 491 | 491 | 0 | 0
139 | Pole Band Double Up Side 3" atau 3 ½" | Pole Band Double Up Side 3" atau 3 ½" | HDW | Bh | 34000 | 34000 | 20183 | -0.40638 | 28385.015 | 39920.1842 | 56143.0426 | 78958.5844 | 111045.9597 |  | 20183 | 0 | 1 | 0 | 492 | 492 | 0 | 0
140 | Pole Band Double Up Side 4" atau 4 ½" | Pole Band Double Up Side 4" atau 4 ½" | HDW | Bh | 39500 | 39500 | 31050 | -0.21392 | 37692.3418 | 45755.6402 | 55543.8721 | 67426.0422 | 81850.0943 |  | 31050 | 0 | 1 | 0 | 493 | 493 | 0 | 0
141 | Pole Band Double Up Side 5" atau 5 ½" | Pole Band Double Up Side 5" atau 5 ½" | HDW | Bh | 41900 | 41900 | 43470 | 0.03747 | 45098.8282 | 46788.6888 | 48541.8688 | 50360.7407 | 52247.7661 |  | 43470 | 0 | 1 | 0 | 494 | 494 | 0 | 0
142 | Pole Band Double Up Side 6" atau 6 ½" | Pole Band Double Up Side 6" atau 6 ½" | HDW | Bh | 44400 | 44400 | 49752 | 0.12054 | 55749.133 | 62469.1636 | 69999.2303 | 78436.9754 | 87891.8108 |  | 49752 | 0 | 1 | 0 | 495 | 495 | 0 | 0
143 | Pole Band Double Up Side 7" atau 7 ½" | Pole Band Double Up Side 7" atau 7 ½" | HDW | Bh | 61800 | 61800 | 69249 | 0.12053 | 77595.8576 | 86948.7952 | 97429.0796 | 109172.5944 | 122331.6018 |  | 69249 | 0 | 1 | 0 | 496 | 496 | 0 | 0
144 | Pole Band Double Up Side 8" atau 8 ½" | Pole Band Double Up Side 8" atau 8 ½" | HDW | Bh | 68600 | 68600 | 76868 | 0.12052 | 86132.4989 | 96513.5995 | 108145.88 | 121180.1385 | 135785.3482 |  | 76868 | 0 | 1 | 0 | 497 | 497 | 0 | 0
145 | Pole Band Double Up Side 9" atau 12" | Pole Band Double Up Side 9" s/d 12" | HDW | Bh | 68600 | 68600 | 76868 | 0.12052 | 86132.4989 | 96513.5995 | 108145.88 | 121180.1385 | 135785.3482 |  | 76868 | 0 | 1 | 0 | 498 | 498 | 0 | 0
146 | Pole Band Single Rack 3" atau 3 ½" | Pole Band Single Rack 3" atau 3 ½" | HDW | Bh | 29600 | 29600 | 20183 | -0.31814 | 26604.0578 | 35067.9231 | 46224.4985 | 60930.4479 | 80314.9758 |  | 20183 | 0 | 1 | 0 | 499 | 499 | 0 | 0
147 | Pole Band Single Rack 4" atau 4 ½" | Pole Band Single Rack 4" atau 4 ½" | HDW | Bh | 34500 | 34500 | 31050 | -0.1 | 34155 | 37570.5 | 41327.55 | 45460.305 | 50006.3355 |  | 31050 | 0 | 1 | 0 | 500 | 500 | 0 | 0
148 | Pole Band Single Rack 5" atau 5 ½" | Pole Band Single Rack 5" atau 5 ½" | HDW | Bh | 44800 | 44800 | 43470 | -0.029687 | 44760.5156 | 46089.3434 | 47457.6208 | 48866.5189 | 50317.2437 |  | 43470 | 0 | 1 | 0 | 501 | 501 | 0 | 0
149 | Pole Band Single Rack 6" atau 6 ½" | Pole Band Single Rack 6" atau 6 ½" | HDW | Bh | 49500 | 49500 | 55466 | 0.12053 | 62151.0537 | 69641.8251 | 78035.4236 | 87440.6628 | 97979.4708 |  | 55466 | 0 | 1 | 0 | 502 | 502 | 0 | 0
150 | Pole Band Single Rack 7" atau 7 ½" | Pole Band Single Rack 7" atau 7 ½" | HDW | Bh | 57690 | 57690 | 64643 | 0.12052 | 72433.9998 | 81163.9981 | 90946.1662 | 101907.3153 | 114189.5404 |  | 64643 | 0 | 1 | 0 | 503 | 503 | 0 | 0
151 | Pole Band Single Rack 8" atau 8 ½" | Pole Band Single Rack 8" atau 8 ½" | HDW | Bh | 60300 | 60300 | 67568 | 0.12053 | 75712.017 | 84837.6379 | 95063.176 | 106521.2053 | 119360.2786 |  | 67568 | 0 | 1 | 0 | 504 | 504 | 0 | 0
152 | Pole Band Single Rack 9" atau 12" | Pole Band Single Rack 9" s/d 12" | HDW | Bh | 39900 | 39900 | 44709 | 0.12053 | 50097.6111 | 56135.6915 | 62901.5196 | 70482.808 | 78977.8412 |  | 44709 | 0 | 1 | 0 | 505 | 505 | 0 | 0
153 | Pole Band Single Up Side 3" atau 3 ½" | Pole Band Single Up Side 3" atau 3 ½" | HDW | Bh | 34500 | 34500 | 31050 | -0.1 | 34155 | 37570.5 | 41327.55 | 45460.305 | 50006.3355 |  | 31050 | 0 | 1 | 0 | 506 | 506 | 0 | 0
154 | Pole Band Single Up Side 4" atau 4 ½" | Pole Band Single Up Side 4" atau 4 ½" | HDW | Bh | 37000 | 37000 | 31050 | -0.16081 | 36043.1757 | 41839.308 | 48567.521 | 56377.7035 | 65443.8477 |  | 31050 | 0 | 1 | 0 | 507 | 507 | 0 | 0
155 | Pole Band Single Up Side 5" atau 5 ½" | Pole Band Single Up Side 5" atau 5 ½" | HDW | Bh | 39500 | 39500 | 43470 | 0.10051 | 47839.0101 | 52647.1334 | 57938.5035 | 63761.6898 | 70170.1432 |  | 43470 | 0 | 1 | 0 | 508 | 508 | 0 | 0
156 | Pole Band Single Up Side 6" atau 6 ½" | Pole Band Single Up Side 6" atau 6 ½" | HDW | Bh | 41900 | 41900 | 46950 | 0.12053 | 52608.6516 | 58949.3124 | 66054.1818 | 74015.366 | 82936.0724 |  | 46950 | 0 | 1 | 0 | 509 | 509 | 0 | 0
157 | Pole Band Single Up Side 7" atau 7 ½" | Pole Band Single Up Side 7" atau 7 ½" | HDW | Bh | 51100 | 51100 | 57259 | 0.12053 | 64160.3343 | 71893.4751 | 80558.6789 | 90268.2856 | 101148.1755 |  | 57259 | 0 | 1 | 0 | 510 | 510 | 0 | 0
158 | Pole Band Single Up Side 8" atau 8 ½" | Pole Band Single Up Side 8" atau 8 ½" | HDW | Bh | 51800 | 51800 | 58043 | 0.12052 | 65038.4141 | 72876.9241 | 81660.141 | 91501.9221 | 102529.8468 |  | 58043 | 0 | 1 | 0 | 511 | 511 | 0 | 0
159 | Pole Band Single Up Side 9" atau 12" | Pole Band Single Up Side 9" s/d 12" | HDW | Bh | 51800 | 51800 | 58043 | 0.12052 | 65038.4141 | 72876.9241 | 81660.141 | 91501.9221 | 102529.8468 |  | 58043 | 0 | 1 | 0 | 512 | 512 | 0 | 0
160 | Primary Angle Clamp ( 35 s/d 70 ) mm² | Primary Angle Clamp ( 35 s/d 70 ) mm² | HDW | Bh | 75420 | 75420 | 84510 | 0.12053 | 94695.5728 | 106108.7624 | 118897.5273 | 133227.6588 | 149284.9304 |  | 84510 | 0 | 1 | 0 | 513 | 513 | 0 | 0
161 | Primary Angle Clamp ( 150 s/d 240 ) mm² | Primary Angle Clamp ( 150 s/d 240 ) mm² | HDW | Bh | 118440 | 118440 | 132716 | 0.12053 | 148712.7377 | 166637.6199 | 186723.0527 | 209229.4551 | 234448.6353 |  | 132716 | 0 | 1 | 0 | 514 | 514 | 0 | 0
162 | Primary Dead End Clamp ( 35 s/d 70 ) mm² | Primary Dead End Clamp ( 35 s/d 70 ) mm² | HDW | Bh | 136980 | 136980 | 34124 | -0.75088 | 59747.1431 | 104610.2775 | 183160.3922 | 320692.4793 | 561495.1196 |  | 34124 | 0 | 1 | 0 | 515 | 515 | 0 | 0
163 | Primary Dead End Clamp ( 70 s/d 150 ) mm² | Primary Dead End Clamp ( 70 s/d 150 ) mm² | HDW | Bh | 172350 | 172350 | 122648 | -0.28838 | 158017.0217 | 203585.7018 | 262295.4004 | 337935.7021 | 435389.0254 |  | 122648 | 0 | 1 | 0 | 516 | 516 | 0 | 0
164 | Primary Dead End Clamp ( 150 s/d 240 ) mm² | Primary Dead End Clamp ( 150 s/d 240 ) mm² | HDW | Bh | 180000 | 180000 | 130410 | -0.2755 | 166337.955 | 212164.0616 | 270615.2606 | 345169.7649 | 440264.0351 |  | 130410 | 0 | 1 | 0 | 517 | 517 | 0 | 0
165 | Rod Anchor ¾" x 8' | Rod Anchor ¾" x 8' | HDW | Bh | 135800 | 135800 | 136206 | 0.0029897 | 136613.2138 | 137021.6451 | 137431.2974 | 137842.1745 | 138254.28 |  | 136206 | 0 | 1 | 0 | 518 | 518 | 0 | 0
166 | Rod Anchor ⅝" x 7' | Rod Anchor ⅝" x 7' | HDW | Bh | 104200 | 104200 | 109400 | 0.049904 | 114859.501 | 120591.453 | 126609.4526 | 132927.7746 | 139561.4064 |  | 109400 | 0 | 1 | 0 | 519 | 519 | 0 | 0
167 | Schackle Anchor ⅝" | Schackle Anchor ⅝" | HDW | Bh | 16000 | 16000 | 17928 | 0.1205 | 20088.324 | 22508.967 | 25221.2976 | 28260.4639 | 31665.8498 |  | 17928 | 0 | 1 | 0 | 520 | 520 | 0 | 0
168 | Side Bracket | Side Bracket | HDW | Bh | 118530 | 118530 | 38813 | -0.67255 | 64916.5681 | 108576.0134 | 181598.4892 | 303732.0146 | 508006.0803 |  | 38813 | 0 | 1 | 0 | 521 | 521 | 0 | 0
169 | Split Plastic Sleve ( Tutup Kabel ) | Split Plastic Sleve ( Tutup Kabel ) | HDW | Bh | 3711.24 | 3711.24 | 4638.75 | 0.24992 | 5798.0625 | 7247.1095 | 9058.301 | 11322.144 | 14151.7648 |  | 4638.75 | 0 | 1 | 0 | 522 | 522 | 0 | 0
170 | Spool Insulator ANSI 53 - 2 | Spool Insulator ANSI 53 - 2 | HDW | Bh | 28000 | 28000 | 31375 | 0.12054 | 35156.808 | 39394.459 | 44142.8983 | 49463.694 | 55425.8357 |  | 31375 | 0 | 1 | 0 | 523 | 523 | 0 | 0
171 | Spool Insulator ANSI 53 - 4 | Spool Insulator ANSI 53 - 4 | HDW | Bh | 33501.8667 | 33501.8667 | 37540 | 0.12053 | 42064.868 | 47135.1391 | 52816.5532 | 59182.7741 | 66316.3447 |  | 37540 | 0 | 1 | 0 | 524 | 524 | 0 | 0
172 | Stainless Steel Strap 20 x 0.7 mm | Stainless Steel Strap 20 x 0.7 mm | HDW | Mtr | 23310 | 23310 | 12751 | -0.45298 | 18526.9678 | 26919.3424 | 39113.308 | 56830.9149 | 82574.271 |  | 12751 | 0 | 1 | 0 | 525 | 525 | 0 | 0
173 | Steel L 70 x 70 x 7 x 780 mm galvanis | Steel L 70 x 70 x 7 x 780 mm galvanis | HDW | Bh | 129000 | 129000 | 144548 | 0.12053 | 161969.9558 | 181491.7301 | 203366.4077 | 227877.5775 | 255343.0084 |  | 144548 | 0 | 1 | 0 | 526 | 526 | 0 | 0
174 | Steel L 70 x 70 x 7 x 1.000 mm galvanis | Steel L 70 x 70 x 7 x 1.000 mm galvanis | HDW | Bh | 145400 | 145400 | 162925 | 0.12053 | 182562.2808 | 204566.4346 | 229222.7398 | 256850.8589 | 287808.9833 |  | 162925 | 0 | 1 | 0 | 527 | 527 | 0 | 0
175 | Steel L 70 x 70 x 7 x 1.250 mm galvanis |  | HDW | Bh | 351751.7328 | 351751.7328 | 351751.7328 | 0.12053 | 394148.2192 | 441654.736 | 494887.193 | 554535.7353 | 621373.691 |  | 351751.7328 | 0 | 1 | 0 | 528 | 528 | 0 | 0
176 | Steel L 70 x 70 x 7 x 1.682 mm galvanis | Steel L 70 x 70 x 7 x 1.682 mm galvanis | HDW | Bh | 250000 | 250000 | 280133 | 0.12053 | 313897.9908 | 351732.7434 | 394127.7944 | 441632.8057 | 494863.6911 |  | 280133 | 0 | 1 | 0 | 529 | 529 | 0 | 0
177 | Steel L 70 x 70 x 7 x 3.000 mm galvanis |  | HDW | Bh | 485097.7654 | 485097.7654 | 485097.7654 | 0.12053 | 543566.3922 | 609082.2176 | 682494.6376 | 764755.4253 | 856931.0706 |  | 485097.7654 | 0 | 1 | 0 | 530 | 530 | 0 | 0
178 | Steel Channel C NP 8 x 1.750 |  | HDW | Bh | 423009.825 | 423009.825 | 423009.825 | 0.12053 | 473995.0188 | 531125.4363 | 595141.7587 | 666873.9411 | 747251.9729 |  | 423009.825 | 0 | 1 | 0 | 531 | 531 | 0 | 0
179 | Steel Channel C NP 8 x 1.250 |  | HDW | Bh | 302149.875 | 302149.875 | 302149.875 | 0.12053 | 338567.8706 | 379375.3117 | 425101.2562 | 476338.5294 | 533751.4092 |  | 302149.875 | 0 | 1 | 0 | 532 | 532 | 0 | 0
180 | Steel Channel C NP 8 x 1.390 |  | HDW | Bh | 335990.661 | 335990.661 | 335990.661 | 0.12053 | 376487.4721 | 421865.3466 | 472712.5969 | 529688.4446 | 593531.567 |  | 335990.661 | 0 | 1 | 0 | 533 | 533 | 0 | 0
181 | Stopping Buckle / Yokes | Stopping Buckle / Yokes | HDW | Bh | 2300 | 2300 | 2588 | 0.12522 | 2912.0626 | 3276.7035 | 3687.0038 | 4148.6807 | 4668.1677 |  | 2588 | 0 | 1 | 0 | 534 | 534 | 0 | 0
182 | Strain Clamp A3C, ACSR 25-70 mm² | Strain Clamp A3C, ACSR 25-70 mm² | HDW | Bh | 88000 | 88000 | 60113 | -0.3169 | 79162.6731 | 104249.1443 | 137285.4612 | 180790.9118 | 238083.1408 |  | 60113 | 0 | 1 | 0 | 535 | 535 | 0 | 0
183 | Strain Clamp A3C, ACSR 70-150 mm² | Strain Clamp A3C, ACSR 70-150 mm² | HDW | Bh | 72400 | 72400 | 81126 | 0.12052 | 90903.6999 | 101859.8558 | 114136.5009 | 127892.7869 | 143307.0474 |  | 81126 | 0 | 1 | 0 | 536 | 536 | 0 | 0
184 | Strain Clamp A3C, ACSR 150-240 mm² | Strain Clamp A3C, ACSR 150-240 mm² | HDW | Bh | 123500 | 123500 | 138386 | 0.12053 | 155066.2753 | 173757.0977 | 194700.8075 | 218168.955 | 244465.822 |  | 138386 | 0 | 1 | 0 | 537 | 537 | 0 | 0
185 | Strain Clamp A3C, ACSR 240-400 mm² | Strain Clamp A3C, ACSR 240-400 mm² | HDW | Bh | 225000 | 225000 | 207549 | -0.07756 | 223646.5004 | 240992.523 | 259683.9031 | 279824.9866 | 301528.2126 |  | 207549 | 0 | 1 | 0 | 538 | 538 | 0 | 0
186 | Suspension / Small Angle Assembly | Suspension / Small Angle Assembly | HDW | Bh | 71000 | 71000 | 79558 | 0.12054 | 89147.5403 | 99892.9579 | 111933.5767 | 125425.5141 | 140543.7049 |  | 79558 | 0 | 1 | 0 | 539 | 539 | 0 | 0
187 | Suspension Clamp AL | Suspension Clamp AL | HDW | Bh | 36000 | 36000 | 22511 | -0.37469 | 30945.7466 | 42540.946 | 58480.8021 | 80393.2338 | 110516.1318 |  | 22511 | 0 | 1 | 0 | 540 | 540 | 0 | 0
188 | Suspension Clamp Plastic | Suspension Clamp Plastic | HDW | Bh | 17820 | 17820 | 12751 | -0.28446 | 16378.0942 | 21036.9359 | 27021.0116 | 34707.2915 | 44579.9773 |  | 12751 | 0 | 1 | 0 | 541 | 541 | 0 | 0
189 | Suspension Clamp Bracket / Pole Bracket | Suspension Clamp Bracket / Pole Bracket | HDW | Bh | 22900 | 22900 | 22511 | -0.016987 | 22893.3921 | 23282.2798 | 23677.7736 | 24079.9856 | 24489.0299 |  | 22511 | 0 | 1 | 0 | 542 | 542 | 0 | 0
190 | Strain Clamp Wedge 25 - 35 mm2 | Strain Clamp Wedge 25-35 mm² | HDW | Bh | 30800 | 30800 | 35521 | 0.15328 | 40965.6312 | 47244.8112 | 54486.4591 | 62838.1011 | 72469.8762 |  | 35521 | 0 | 1 | 0 | 543 | 543 | 0 | 0
191 | Strain Clamp Wedge 25-70 mm² |  | HDW | Bh | 30800 | 30800 | 35521 | 0.15328 | 40965.6312 | 47244.8112 | 54486.4591 | 62838.1011 | 72469.8762 |  | 35521 | 0 | 1 | 0 | 544 | 544 | 0 | 0
192 | Strain Clamp Wedge 50 - 70 mm2 | Strain Clamp Wedge 50-70 mm² | HDW | Bh | 33900 | 33900 | 37986 | 0.12053 | 42564.4896 | 47694.8289 | 53443.5331 | 59885.1341 | 67103.1477 |  | 37986 | 0 | 1 | 0 | 545 | 545 | 0 | 0
193 | Strain Clamp Wedge 70-150 mm² |  | HDW | Bh | 33900 | 33900 | 37986 | 0.12053 | 42564.4896 | 47694.8289 | 53443.5331 | 59885.1341 | 67103.1477 |  | 37986 | 0 | 1 | 0 | 546 | 546 | 0 | 0
194 | Tap connector ( 35 s/d 70 ) mm² | Tap connector ( 35 s/d 70 ) mm² | HDW | Bh | 12510 | 12510 | 14018 | 0.12054 | 15707.7797 | 17601.2515 | 19722.9691 | 22100.4461 | 24764.5126 |  | 14018 | 0 | 1 | 0 | 547 | 547 | 0 | 0
195 | Tap connector ( 35 s/d 150 ) mm² | Tap connector ( 35 s/d 150 ) mm² | HDW | Bh | 15500 | 15500 | 17368 | 0.12052 | 19461.1241 | 21806.5035 | 24434.5389 | 27379.2949 | 30678.9415 |  | 17368 | 0 | 1 | 0 | 548 | 548 | 0 | 0
196 | Tap connector ( 70 s/d 150 ) mm² | Tap connector ( 70 s/d 150 ) mm² | HDW | Bh | 19500 | 19500 | 21850 | 0.12051 | 24483.2051 | 27433.7452 | 30739.8632 | 34444.4109 | 38595.404 |  | 21850 | 0 | 1 | 0 | 549 | 549 | 0 | 0
197 | Tap connector ( 70 s/d 240 ) mm² | Tap connector ( 70 s/d 240 ) mm² | HDW | Bh | 28400 | 28400 | 31823 | 0.12053 | 35658.5679 | 39956.4298 | 44772.3052 | 50168.6291 | 56215.3621 |  | 31823 | 0 | 1 | 0 | 550 | 550 | 0 | 0
198 | Tension Bracket | Tension Bracket | HDW | Bh | 28314 | 28314 | 23288 | -0.17751 | 27421.838 | 32289.4708 | 38021.1541 | 44770.2648 | 52717.4059 |  | 23288 | 0 | 1 | 0 | 551 | 551 | 0 | 0
199 | Link | Link | HDW | Bh | 3510 | 3510 | 2329 | -0.33647 | 3112.6322 | 4159.9309 | 5559.6114 | 7430.2385 | 9930.2703 |  | 2329 | 0 | 1 | 0 | 552 | 552 | 0 | 0
200 | Plastic Strap / Cable Ties | Plastic Strap / Cable Ties | HDW | Bh | 2100 | 2100 | 1035 | -0.50714 | 1559.8929 | 2350.9814 | 3543.2648 | 5340.2062 | 8048.4537 |  | 1035 | 0 | 1 | 0 | 553 | 553 | 0 | 0
201 | Three Bolt Clamp | Three Bolt Clamp | HDW | Bh | 40000 | 40000 | 44821 | 0.12052 | 50223.051 | 56276.1842 | 63058.8714 | 70659.0418 | 79175.2228 |  | 44821 | 0 | 1 | 0 | 554 | 554 | 0 | 0
202 | Tie Wire # 4 / Alluminium bonding wire # 20 | Tie Wire # 4 / Alluminium bonding wire # 20 | HDW | Mtr | 8550 | 8550 | 6210 | -0.27368 | 7909.5789 | 10074.3058 | 12831.4843 | 16343.2589 | 20816.1508 |  | 6210 | 0 | 1 | 0 | 555 | 555 | 0 | 0
203 | U Bolt Connector |  | HDW | Bh | 45000 | 45000 | 45000 | -0.27368 | 57315.7895 | 73002.2161 | 92981.7699 | 118429.4122 | 150841.6724 |  | 45000 | 0 | 1 | 0 | 556 | 556 | 0 | 0
204 | Washer Round ⅜" | Washer Round ⅜" | HDW | Bh | 2500 | 2500 | 2152 | -0.1392 | 2451.5584 | 2792.8153 | 3181.5752 | 3624.4505 | 4128.974 |  | 2152 | 0 | 1 | 0 | 557 | 557 | 0 | 0
205 | Washer Square 2 ¼" | Washer Square 2 ¼" | HDW | Bh | 2500 | 2500 | 2801 | 0.1204 | 3138.2404 | 3516.0845 | 3939.4211 | 4413.7274 | 4945.1402 |  | 2801 | 0 | 1 | 0 | 558 | 558 | 0 | 0
[15 empty] | 0 | 0 | 0 | 0 | 0 | 0 | 0 | 0
+ | AKSESORIES KABEL TANAH | [5 empty] | 0 | [7 empty] | 0 | 0 | 0 | 0 | 0 | 0 | 0 | 0
1 | JOINT;20kV;AL-AL;3x150mm2; 1P; (Cold Shrink+ShearBolt) | Jointing 20 KV AL-AL 3 x 150 mm² 1P (Cold Shrink+ShearBolt) | HDW | Set | 5950800 | 6628600 | 6319830 | -0.046581 | 6614217.0363 | 6922317.0566 | 7244768.8319 | 7582240.8882 | 7935432.8924 |  | 6319830 | 0 | 1 | 0 | 559 | 559 | 0 | 0
2 | JOINT;20kV;AL-AL;3x240mm2; 1P; (Cold Shrink+ShearBolt) | Jointing 20 KV AL-AL 3 x 240 mm² 1P (Cold Shrink+ShearBolt) | HDW | Set | 5950800 | 6628600 | 6319830 | -0.046581 | 6614217.0363 | 6922317.0566 | 7244768.8319 | 7582240.8882 | 7935432.8924 |  | 6319830 | 0 | 1 | 0 | 560 | 560 | 0 | 0
3 | JOINT;20kV;AL-AL;3x300mm2; 1P; (Cold Shrink+ShearBolt) | Jointing 20 KV AL-AL 3 x 300 mm² 1P (Cold Shrink+ShearBolt) | HDW | Set | 5950800 | 6628600 | 6319830 | -0.046581 | 6614217.0363 | 6922317.0566 | 7244768.8319 | 7582240.8882 | 7935432.8924 |  | 6319830 | 0 | 1 | 0 | 561 | 561 | 0 | 0
4 | JOINT;20kV;AL-AL;3x150mm2; 3P; (Cold Shrink+ShearBolt) | Jointing 20 KV AL-AL 3 x 150 mm² 3P (Cold Shrink+ShearBolt) | HDW | Set | 6374600 | 7100700 | 6769911 | -0.046585 | 7085290.0598 | 7415361.1814 | 7760808.8007 | 8122349.2379 | 8500732.1835 |  | 6769911 | 0 | 1 | 0 | 562 | 562 | 0 | 0
5 | JOINT;20kV;AL-AL;3X240mm2;3P; (Cold Shrink+Shearbolt) | Jointing 20 KV AL-AL 3 x 240 mm² 3P (Cold Shrink+ShearBolt) | HDW | Set | 6374600 | 7100700 | 6769911 | -0.046585 | 7085290.0598 | 7415361.1814 | 7760808.8007 | 8122349.2379 | 8500732.1835 |  | 6769911 | 0 | 1 | 0 | 563 | 563 | 0 | 0
6 | JOINT;20kV;AL-AL,3X300mm2;;3P;(Coldshrink+Shearbolt) | Jointing 20 KV AL-AL 3 x 300 mm² 3P (Cold Shrink+ShearBolt) | HDW | Set | 6374600 | 7100700 | 6769911 | -0.046585 | 7085290.0598 | 7415361.1814 | 7760808.8007 | 8122349.2379 | 8500732.1835 |  | 6769911 | 0 | 1 | 0 | 564 | 564 | 0 | 0
7 | JOINT;20kV;AL-AL;3X240-3X300mm2;;3P;(Coldshrink+Shearbolt) | Jointing 20kV AL-AL 3 x 240 mm² - 3 x 300 mm² 3P (Cold Shrink+ShearBolt) | HDW | Set | 6374600 | 7100700 | 6769911 | -0.046585 | 7085290.0598 | 7415361.1814 | 7760808.8007 | 8122349.2379 | 8500732.1835 |  | 6769911 | 0 | 1 | 0 | 565 | 565 | 0 | 0
8 | TERM;20kV;AL;3P;3X150mm2;NON ISO;ID (Coldshrink+Shearbolt) | Terminating 20 KV AL 3P 3 x 150 mm² ID NON ISO (Cold Shrink+Shearbolt) | HDW | Set | 4927200 | 5488400 | 5232753 | -0.04658 | 5476492.0872 | 5731584.4224 | 5998558.8344 | 6277968.7846 | 6570393.5141 |  | 5232753 | 0 | 1 | 0 | 566 | 566 | 0 | 0
9 | TERM;20kV;AL;3P;3X240mm2;NON ISO;ID (Coldshrink+Shearbolt) | Terminating 20 KV AL 3P 3 x 240 mm² ID NON ISO (Cold Shrink+Shearbolt) | HDW | Set | 4927200 | 5488400 | 5232753 | -0.04658 | 5476492.0872 | 5731584.4224 | 5998558.8344 | 6277968.7846 | 6570393.5141 |  | 5232753 | 0 | 1 | 0 | 567 | 567 | 0 | 0
10 | TERM;20kV;AL;3P;3X300mm2;NON ISO;ID (Coldshrink+Shearbolt) | Terminating 20 KV AL 3P 3 x 300 mm² ID NON ISO (Cold Shrink+Shearbolt) | HDW | Set | 4927200 | 5488400 | 5232753 | -0.04658 | 5476492.0872 | 5731584.4224 | 5998558.8344 | 6277968.7846 | 6570393.5141 |  | 5232753 | 0 | 1 | 0 | 568 | 568 | 0 | 0
11 | TERM;20kV;AL;3P;3X150mm2;NON ISO;OD (Coldshrink+Shearbolt) | Terminating 20 KV AL 3P 3 x 150 mm² OD NON ISO (Cold Shrink+Shearbolt) | HDW | Set | 5602300 | 6240400 | 5949718 | -0.046581 | 6226859.8383 | 6516911.1285 | 6820473.2016 | 7138175.3987 | 7470676.3764 |  | 5949718 | 0 | 1 | 0 | 569 | 569 | 0 | 0
12 | TERM;20kV;AL;3P;3X240mm2;NON ISO;OD (Coldshrink+Shearbolt) | Terminating 20 KV AL 3P 3 x 240 mm² OD NON ISO (Cold Shrink+Shearbolt) | HDW | Set | 5602300 | 6240400 | 5949718 | -0.046581 | 6226859.8383 | 6516911.1285 | 6820473.2016 | 7138175.3987 | 7470676.3764 |  | 5949718 | 0 | 1 | 0 | 570 | 570 | 0 | 0
13 | TERM;20kV;AL;3P;3X300mm2;NON ISO;OD (Coldshrink+Shearbolt) | Terminating 20 KV AL 3P 3 x 300 mm² OD NON ISO (Cold Shrink+Shearbolt) | HDW | Set | 5602300 | 6240400 | 5949718 | -0.046581 | 6226859.8383 | 6516911.1285 | 6820473.2016 | 7138175.3987 | 7470676.3764 |  | 5949718 | 0 | 1 | 0 | 571 | 571 | 0 | 0
14 | TERM;20kV;JR;AL-CU;3P;3X1X150mm2;NON ISO;OD (Cold Shrink +ShearBolt) | Terminating 20 KV JR AL-CU 3P 3 x 1 x 150 mm² OD NON ISO (Cold Shrink+ShearBolt) | HDW | Set | 5529300 | 6159100 | 5872191 | -0.046583 | 6145734.9346 | 6432021.3505 | 6731643.8301 | 7045223.6063 | 7373410.8511 |  | 5872191 | 0 | 1 | 0 | 572 | 572 | 0 | 0
15 | TERM;20kV;JR;AL-CU;3P;3X1X240mm2;NON ISO;OD (Cold Shrink +ShearBolt) | Terminating 20 KV JR AL-CU 3P 3 x 1 x 240 mm² OD NON ISO (Cold Shrink+ShearBolt) | HDW | Set | 5529300 | 6159100 | 5872191 | -0.046583 | 6145734.9346 | 6432021.3505 | 6731643.8301 | 7045223.6063 | 7373410.8511 |  | 5872191 | 0 | 1 | 0 | 573 | 573 | 0 | 0
16 | TERM;20kV;JR;AL-CU;3P;3X1X300mm2;NON ISO;OD (Cold Shrink +ShearBolt) | Terminating 20 KV JR AL-CU 3P 3 x 1 x 300 mm² OD NON ISO (Cold Shrink+ShearBolt) | HDW | Set | 5529300 | 6159100 | 5872191 | -0.046583 | 6145734.9346 | 6432021.3505 | 6731643.8301 | 7045223.6063 | 7373410.8511 |  | 5872191 | 0 | 1 | 0 | 574 | 574 | 0 | 0
17 | TERM;20kV;JR;AL-CU;3P;3X1X240mm2;NON ISO;ID (Cold Shrink +ShearBolt) | Terminating 20 KV JR AL-CU 3P 3 x 1 x 240 mm² ID NON ISO (Cold Shrink+ShearBolt) | HDW | Set | 5030000 | 5602900 | 5341928 | -0.046578 | 5590744.4404 | 5851150.2585 | 6123685.2645 | 6408914.4121 | 6707428.9692 |  | 5341928 | 0 | 1 | 0 | 575 | 575 | 0 | 0
18 | TERM;20kV;JR;AL-CU;3P;3X1x150mm2;ISO LBOW;ID (Cold Shrink +ShearBolt) | Terminating 20 KV JR AL-CU 3P 3 x 1 x 150 mm² ID ISO LBOW (Cold Shrink+ShearBolt) | HDW | Set | 7223500 | 8046300 | 7671455 | -0.046586 | 8028837.4677 | 8402868.958 | 8794325.0825 | 9204017.5853 | 9632796.0265 |  | 7671455 | 0 | 1 | 0 | 576 | 576 | 0 | 0
19 | TERM;20kV;JR;AL-CU;3P;3X240mm2;ISO LBOW;ID (Cold Shrink +ShearBolt) | Terminating 20 KV JR AL-CU 3P 3 x 1 x 240 mm² ID ISO LBOW (Cold Shrink+ShearBolt) | HDW | Set | 7275900 | 8104600 | 7727104 | -0.046578 | 8087016.9941 | 8463694.0129 | 8857915.8913 | 9270499.8334 | 9702301.1074 |  | 7727104 | 0 | 1 | 0 | 577 | 577 | 0 | 0
20 | TERM;20kV;JR;AL-CU;3P;3X300mm2;ISO LBOW;ID (Cold Shrink +ShearBolt) | Terminating 20 KV JR AL-CU 3P 3 x 1 x 300 mm² ID ISO LBOW (Cold Shrink+ShearBolt) | HDW | Set | 7275900 | 8104600 | 7727104 | -0.046578 | 8087016.9941 | 8463694.0129 | 8857915.8913 | 9270499.8334 | 9702301.1074 |  | 7727104 | 0 | 1 | 0 | 578 | 578 | 0 | 0
21 | TERM;20kV;CUB;CU;3P;3X1X35mm2;ISO LBOW;ID (Cold Shrink +ShearBolt) | Terminating 20 KV CUB CU 3P 3 x 1 x 35 mm² ID ISO LBOW (Cold Shrink+ShearBolt) | HDW | Set | 5224600 | 5819700 | 5548596 | -0.046584 | 5807070.9334 | 6077586.6229 | 6360703.9733 | 6657010.0183 | 6967119.138 |  | 5548596 | 0 | 1 | 0 | 579 | 579 | 0 | 0
22 | TERM;20kV;TRF;CU;3P;3X1X35mm2;ISO STRG;ID;TRF (Cold Shrink +ShearBolt) | Terminating 20 KV TRF CU 3P 3 x 1 x 35 mm² ID ISO STRG TRF (Cold Shrink+ShearBolt) | HDW | Set | 5224600 | 5819700 | 5548596 | -0.046584 | 5807070.9334 | 6077586.6229 | 6360703.9733 | 6657010.0183 | 6967119.138 |  | 5548596 | 0 | 1 | 0 | 580 | 580 | 0 | 0
23 | TERM;20kV;CUB;Cu;3P;3X1X35mm2;NON ISO;ID (Coldshrink+Shearbolt) | Terminating 20 KV CUB CU 3P 3 x 1 x 35 mm² ID NON ISO (Cold Shrink+Shearbolt) | HDW | Set | 2857700 | 3183200 | 3034916 | -0.046583 | 3176292.4401 | 3324254.6631 | 3479109.4565 | 3641177.8992 | 3810796.0267 |  | 3034916 | 0 | 1 | 0 | 581 | 581 | 0 | 0
24 | TERM;20kV;TRF;CU;3P;3X1X35mm2;NON ISO;ID (Cold Shrink +ShearBolt) | Terminating 20 KV TRF CU 3P 3 x 1 x 35 mm² ID NON ISO (Cold Shrink+ShearBolt) | HDW | Set | 2857700 | 3183200 | 3034916 | -0.046583 | 3176292.4401 | 3324254.6631 | 3479109.4565 | 3641177.8992 | 3810796.0267 |  | 3034916 | 0 | 1 | 0 | 582 | 582 | 0 | 0
25 | TERM;20kV;TRF;CU;3P;3X1X35mm2;NON ISO;OD (Cold Shrink +ShearBolt) | Terminating 20 KV TRF CU 3P 3 x 1 x 35 mm² OD NON ISO (Cold Shrink+ShearBolt) | HDW | Set | 3401800 | 3789300 | 3612758 | -0.04659 | 3781074.9775 | 3957233.7769 | 4141599.7457 | 4334555.2526 | 4536500.4808 |  | 3612758 | 0 | 1 | 0 | 583 | 583 | 0 | 0
26 | Suplement kit XLPE-PILC 3 x 150-240 mm² | Suplement kit XLPE-PILC 3 x 150-240 mm² | HDW | Set | 2935500 | 3269900 | 3289317 | 0.0059381 | 3308849.3001 | 3328497.585 | 3348262.5435 | 3368144.8683 | 3388145.2563 |  | 3289317 | 0 | 1 | 0 | 584 | 584 | 0 | 0
27 | Suplement kit XLPE-PILC 3 x 300-400 mm² | Suplement kit XLPE-PILC 3 x 300-400 mm² | HDW | Set | 4180700 | 4656900 | 4684602 | 0.0059486 | 4712468.7879 | 4740501.344 | 4768700.6543 | 4797067.7108 | 4825603.5114 |  | 4684602 | 0 | 1 | 0 | 585 | 585 | 0 | 0
28 | Suplement kit XLPE-PILC 3 x 150-240 mm² (IJKA) | Suplement kit XLPE-PILC 3 x 150-240 mm² (IJKA) | HDW | Set | 7316100 | 8149400 | 7316100 | -0.10225 | 8064192.6363 | 8888779.934 | 9797683.6961 | 10799525.5279 | 11903808.6189 |  | 7316100 | 0 | 1 | 0 | 586 | 586 | 0 | 0
29 | Klem beugel bevesteging 8 x 6" | Klem beugel bevesteging 8 x 6" | HDW | Bh | 34800 | 38800 | 38994 | 0.005 | 39188.97 | 39384.9148 | 39581.8394 | 39779.7486 | 39978.6474 |  | 38994 | 0 | 1 | 0 | 587 | 587 | 0 | 0
30 | Klem beugel ⅞" | Klem beugel ⅞" | HDW | Bh | 11200 | 12500 | 12550 | 0.004 | 12600.2 | 12650.6008 | 12701.2032 | 12752.008 | 12803.016 |  | 12550 | 0 | 1 | 0 | 588 | 588 | 0 | 0
31 | Pipa PVC ½" |  | HDW | Bh | 6100 | 6100 | 6100 | -0.15095 | 7020.7859 | 8080.5631 | 9300.3121 | 10704.1804 | 12319.9605 |  | 6100 | 0 | 1 | 0 | 589 | 589 | 0 | 0
32 | Pipa PVC ¾" panjang 4 meter |  | HDW | Bh | 18200 | 38718.5 | 32874 | -0.15095 | 37836.2814 | 43547.6118 | 50121.0591 | 57686.7584 | 66394.4888 |  | 32874 | 0 | 1 | 0 | 590 | 590 | 0 | 0
33 | Pipa PVC 3" panjang 4 meter |  | HDW | Bh | 83900 | 218596 | 179356 | -0.17951 | 211552.0578 | 249527.6051 | 294320.1138 | 347153.2912 | 409470.5118 |  | 179356 | 0 | 1 | 0 | 591 | 591 | 0 | 0
34 | Pipa PVC 6" panjang 4 meter |  | HDW | Bh | 148000 | 680475 | 755562 | 0.11034 | 838934.4735 | 931506.6809 | 1034293.7666 | 1148422.8911 | 1275145.5916 |  | 755562 | 0 | 1 | 0 | 592 | 592 | 0 | 0
35 | Pipa Besi Galvanis 3" Tebal 4 mm Panjang 6 Meter |  | HDW | Bh | 1000000 | 1000000 | 1000000 | -0.15095 | 1150948.513 | 1324682.4795 | 1524641.33 | 1754783.6716 | 2019665.6574 |  | 1000000 | 0 | 1 | 0 | 593 | 593 | 0 | 0
36 | Pipa shock PVC | Pipa shock PVC | HDW | Bh | 22500 | 25100 | 30339 | 0.20873 | 36671.5108 | 44325.7755 | 53577.6775 | 64760.6835 | 78277.8636 |  | 30339 | 0 | 1 | 0 | 594 | 594 | 0 | 0
37 | Tanda urutan Fasa untuk kabel |  | HDW | Bh | 8000 | 8900 | 8900 | -0.15095 | 10243.4418 | 11789.6741 | 13569.3078 | 15617.5747 | 17975.0244 |  | 8900 | 0 | 1 | 0 | 595 | 595 | 0 | 0
38 | Stainless steel strap |  | HDW | Bh | 3700 | 4100 | 4100 | -0.15095 | 4718.8889 | 5431.1982 | 6251.0295 | 7194.6131 | 8280.6292 |  | 4100 | 0 | 1 | 0 | 596 | 596 | 0 | 0
39 | Tanda Kabel TM | Tanda Kabel TM | HDW | Bh | 200000 | 200000 | 8964 | -0.95518 | 17526.2335 | 34266.9413 | 66998.0382 | 130993.2243 | 256115.3323 |  | 8964 | 0 | 1 | 0 | 597 | 597 | 0 | 0
[15 empty] | 0 | 0 | 0 | 0 | 0 | 0 | 0 | 0
+ | MATERIAL SCADA DAN TELEKOMUNIKASI | [5 empty] | 0 | [7 empty] | 0 | 0 | 0 | 0 | 0 | 0 | 0 | 0
1 | Antena 9 dBi |  | HDW | Bh | 200000 | 200000 | 200000 | 0.24622 | 249244.898 | 310615.0958 | 387096.1393 | 482408.6887 | 601189.5219 |  | 200000 | 0 | 1 | 0 | 598 | 598 | 0 | 0
2 | Modem SCADA 4G | Modem SCADA 4G | HDW | Bh |  |  | 7452000 | 0.24622 | 9286864.898 | 11573518.4693 | 14423202.1495 | 17974547.74 | 22400321.5866 |  | 7452000 | 0 | 1 | 0 | 599 | 599 | 0 | 0
3 | Battery 12 V/ 7 Ah |  | HDW | Bh | 224000 | 224000 | 224000 | 0.24622 | 279154.2857 | 347888.9073 | 433547.676 | 540297.7313 | 673332.2645 |  | 224000 | 0 | 1 | 0 | 600 | 600 | 0 | 0
4 | Battery 12 V/12 Ah | Baterai 12 Vdc - 12 Ah | HDW | Bh | 490000 | 490000 | 610650 | 0.24622 | 761006.9847 | 948385.5412 | 1181901.2873 | 1472914.3287 | 1835581.9078 |  | 610650 | 0 | 1 | 0 | 601 | 601 | 0 | 0
5 | Battery 12 V/17 Ah | Baterai 12 Vdc - 17 Ah | HDW | Bh | 700000 | 700000 | 967725 | 0.38246 | 1337845.2509 | 1849523.2792 | 2556899.8791 | 3534822.7649 | 4886766.2289 |  | 967725 | 0 | 1 | 0 | 602 | 602 | 0 | 0
6 | Baterai 12 Vdc - 65 Ah | Baterai 12 Vdc - 65 Ah | HDW | Bh |  |  | 3260250 | 0.24622 | 4063003.3929 | 5063414.3303 | 6310150.9404 | 7863864.6362 | 9800140.6941 |  | 3260250 | 0 | 1 | 0 | 603 | 603 | 0 | 0
7 | Battery 12 V/120 Ah |  | HDW | Bh | 2172500 | 2172500 | 2172500 | 0.24622 | 2707422.7041 | 3374056.4781 | 4204831.8129 | 5240164.3807 | 6530421.1818 |  | 2172500 | 0 | 1 | 0 | 604 | 604 | 0 | 0
8 | Kabel komunikasi RS485 |  | HDW | Unit | 15000 | 15000 | 15000 | 0.24622 | 18693.3673 | 23296.1322 | 29032.2104 | 36180.6517 | 45089.2141 |  | 15000 | 0 | 1 | 0 | 605 | 605 | 0 | 0
9 | Converter RS 485 to RS 232 |  | HDW | Bh | 1510245 | 1510245 | 1510245 | 0.24622 | 1882104.3046 | 2345524.4767 | 2923050.0443 | 3642776.5501 | 4539717.3476 |  | 1510245 | 0 | 1 | 0 | 606 | 606 | 0 | 0
10 | Gateway Keypoint | Gateway Keypoint | HDW | Bh |  |  | 56925000 | 0.24622 | 70941329.0816 | 88408821.6402 | 110177238.642 | 137305573.0138 | 171113567.6752 |  | 56925000 | 0 | 1 | 0 | 607 | 607 | 0 | 0
11 | Concentrator RTU | Concentrator RTU | HDW | Bh |  |  | 65205000 | 0.24622 | 81260067.8571 | 101268286.606 | 126203018.8081 | 157277292.7249 | 196002813.8825 |  | 65205000 | 0 | 1 | 0 | 608 | 608 | 0 | 0
12 | Power Meter Digital 3 Fasa | Power Meter Digital 3 Fasa | HDW | Bh |  |  | 4108889 | 0.24622 | 5120598.0977 | 6381414.7517 | 7952675.3431 | 9910818.772 | 12351105.0676 |  | 4108889 | 0 | 1 | 0 | 609 | 609 | 0 | 0
13 | Lampu Indikator 110 Vdc | Lampu Indikator 110 Vdc | HDW | Bh |  |  | 82800 | 0.24622 | 103187.3878 | 128594.6497 | 160257.8017 | 199717.1971 | 248892.4621 |  | 82800 | 0 | 1 | 0 | 610 | 610 | 0 | 0
14 | NYYHY 12 x 1.5 mm2 | NYYHY 12 x 1.5 mm2 | HDW | Bh |  |  | 117783 | 0.24622 | 146784.0591 | 182925.8891 | 227966.7229 | 284097.7129 | 354049.5273 |  | 117783 | 0 | 1 | 0 | 611 | 611 | 0 | 0
[15 empty] | 0 | 0 | 0 | 0 | 0 | 0 | 0 | 0
+ | SKUTM / SKTM | [13 empty] | 0 | 0 | 0 | 0 | 0 | 0 | 0 | 0
1 | Strap For Clamping, Type Insulator | Strap For Clamping, Type Insulator | HDW | Bh | 16226 | 16226 | 20283 | 0.25003 | 25354.375 | 31693.7501 | 39618.1642 | 49523.9261 | 61906.4337 |  | 20283 | 0 | 1 | 0 | 612 | 612 | 0 | 0
2 | Suspension Clamp | Suspension Clamp | HDW | Bh | 19947 | 19947 | 24934 | 0.25001 | 31167.8125 | 38960.1563 | 48700.6836 | 60876.4649 | 76096.3441 |  | 24934 | 0 | 1 | 0 | 613 | 613 | 0 | 0
3 | U-Bolt | U-Bolt | HDW | Bh | 26711.9 | 26711.9 | 33390 | 0.25 | 41737.6563 | 52172.2656 | 65215.5762 | 81519.7754 | 101900.1007 |  | 33390 | 0 | 1 | 0 | 614 | 614 | 0 | 0
4 | Fixation Device | Fixation Device | HDW | Bh | 84820.5 | 84820.5 | 106026 | 0.25 | 132532.9688 | 165666.7969 | 207084.2285 | 258856.2012 | 323571.3959 |  | 106026 | 0 | 1 | 0 | 615 | 615 | 0 | 0
5 | Yoke | Yoke | HDW | Bh | 33550 | 33550 | 41938 | 0.25001 | 52423.125 | 65529.6875 | 81913.086 | 102392.5783 | 127992.2488 |  | 41938 | 0 | 1 | 0 | 616 | 616 | 0 | 0
6 | Shackle | Shackle | HDW | Bh | 16833.56 | 16833.56 | 21042 | 0.25 | 26302.5625 | 32878.2813 | 41097.9492 | 51372.5586 | 64215.8508 |  | 21042 | 0 | 1 | 0 | 617 | 617 | 0 | 0
7 | Parralel Groove Clamp | Parralel Groove Clamp | HDW | Bh | 72742.5 | 72742.5 | 90928 | 0.25 | 113659.8438 | 142074.6094 | 177593.0176 | 221990.9668 | 277488.327 |  | 90928 | 0 | 1 | 0 | 618 | 618 | 0 | 0
8 | Strain Clamp Bolted Type | Strain Clamp Bolted Type | HDW | Bh | 45445 | 45445 | 56806 | 0.24999 | 71007.1875 | 88758.5938 | 110947.7539 | 138684.0821 | 173354.3396 |  | 56806 | 0 | 1 | 0 | 619 | 619 | 0 | 0
9 | Turn Buckle | Turn Buckle | HDW | Bh | 84820.5 | 84820.5 | 106026 | 0.25 | 132532.9688 | 165666.7969 | 207084.2285 | 258856.2012 | 323571.3959 |  | 106026 | 0 | 1 | 0 | 620 | 620 | 0 | 0
10 | Strain Hinge | Strain Hinge | HDW | Bh | 53866.66 | 53866.66 | 67333 | 0.24999 | 84165.8438 | 105206.7969 | 131507.8613 | 164384.0332 | 205479.0498 |  | 67333 | 0 | 1 | 0 | 621 | 621 | 0 | 0
11 | Compresion Conector G type 50 mm² / 50 mm² CU | Compresion Conector G type 50 mm² / 50 mm² CU | HDW | Bh |  |  | 48124 | 0.24999 | 60154.7096 | 75193.0241 | 93990.8265 | 117487.966 | 146859.2487 |  | 48124 | 0 | 1 | 0 | 622 | 622 | 0 | 0
12 | H Type Connector 50/50 mm² Cu |  | HDW | Bh | 38499.54 | 38499.54 | 38499.54 | 0.24999 | 48124.1927 | 60154.9505 | 75193.3252 | 93991.2029 | 117488.4365 |  | 38499.54 | 0 | 1 | 0 | 623 | 623 | 0 | 0
13 | Cooper Strip 50 mm² Insulated Ground Colour | Cooper Strip 50 mm² Insulated Ground Colour | HDW | Mtr | 31720 | 31720 | 39650 | 0.25 | 49562.5 | 61953.125 | 77441.4062 | 96801.7578 | 121002.1973 |  | 39650 | 0 | 1 | 0 | 624 | 624 | 0 | 0
14 | PVC Pipe 150 mm² |  | HDW | Mtr | 51240 | 51240 | 51240 | 0.24999 | 64049.6908 | 80061.7271 | 100076.6759 | 125095.241 | 156368.2965 |  | 51240 | 0 | 1 | 0 | 625 | 625 | 0 | 0
15 | Protective Plastic | Protective Plastic | HDW | Bh | 3477 | 3477 | 4346 | 0.24993 | 5432.1875 | 6789.8438 | 8486.8166 | 10607.9105 | 13259.1254 |  | 4346 | 0 | 1 | 0 | 626 | 626 | 0 | 0
16 | Link 50 x 25 mm |  | HDW | Bh | 3477 | 3477 | 3477 | 0.24999 | 4346.229 | 5432.7601 | 6790.9173 | 8488.6056 | 10610.7058 |  | 3477 | 0 | 1 | 0 | 627 | 627 | 0 | 0
17 | Strapping Buckle | Strapping Buckle | HDW | Bh | 5531.48 | 5531.48 | 6914 | 0.24994 | 8642.0625 | 10802.0313 | 13501.8557 | 16876.4653 | 21094.5138 |  | 6914 | 0 | 1 | 0 | 628 | 628 | 0 | 0
18 | Stainless Steel Strap 20mm x 0.7 mm |  | HDW | Mtr | 15000 | 15000 | 15000 | 0.24999 | 18749.9095 | 23437.2737 | 29296.4508 | 36620.3867 | 45775.2624 |  | 15000 | 0 | 1 | 0 | 629 | 629 | 0 | 0
19 | Terminal Lug For 50 mm² CU Conductor | Terminal Lug For 50 mm² CU Conductor | HDW | Bh | 154106.74 | 154106.74 | 192633 | 0.25 | 240790.7188 | 300987.7344 | 376233.8379 | 470291.2598 | 587862.7778 |  | 192633 | 0 | 1 | 0 | 630 | 630 | 0 | 0
20 | Stainless Steel Bolt 12 x 45 |  | HDW | Bh | 16226 | 16226 | 16226 | 0.24999 | 20282.4021 | 25352.8803 | 31690.9474 | 39613.493 | 49516.6272 |  | 16226 | 0 | 1 | 0 | 631 | 631 | 0 | 0
21 | Set Of Cable Terminator For 3x150aac+90 st |  | HDW | Bh | 61732 | 61732 | 61732 | 0.24999 | 77164.6275 | 96455.3189 | 120568.5666 | 150709.9808 | 188386.5668 |  | 61732 | 0 | 1 | 0 | 632 | 632 | 0 | 0
22 | Terminal Lug For 150 mm² CU conductor |  | HDW | Bh | 34299.08 | 34299.08 | 34299.08 | 0.24999 | 42873.6431 | 53591.7951 | 66989.4206 | 83736.3716 | 104669.9592 |  | 34299.08 | 0 | 1 | 0 | 633 | 633 | 0 | 0
23 | H Type Connector |  | HDW | Bh | 19825 | 19825 | 19825 | 0.24999 | 24781.1304 | 30976.2635 | 38720.1424 | 48399.9444 | 60499.6385 |  | 19825 | 0 | 1 | 0 | 634 | 634 | 0 | 0
24 | Three Pole Outdoor Terminator For 3x240 mm² AL XLPE U/G CABLE |  | HDW | Bh | 5874300 | 5874300 | 5874300 | 0.24999 | 7342839.5579 | 9178505.145 | 11473076.0535 | 14341275.845 | 17926508.2793 |  | 5874300 | 0 | 1 | 0 | 635 | 635 | 0 | 0
25 | Baut Mur Stainless M12 x 45 mm | Baut Mur Stainless M12 x 45 mm | HDW | Bh |  |  | 10261.25 | 0.24999 | 12826.5006 | 16033.0483 | 20041.2137 | 25051.3962 | 31314.0941 |  | 10261.25 | 0 | 1 | 0 | 636 | 636 | 0 | 0
26 | Support Assembly For TIC Terminator | Support Assembly For TIC Terminator | HDW | Bh | 23180 | 23180 | 28975 | 0.25 | 36218.75 | 45273.4375 | 56591.7969 | 70739.7461 | 88424.6826 |  | 28975 | 0 | 1 | 0 | 637 | 637 | 0 | 0
27 | Single Support On Single Pole 2000mm |  | HDW | Bh | 482893.08 | 482893.08 | 482893.08 | 0.24999 | 603613.4365 | 754513.1538 | 943136.8899 | 1178915.4221 | 1473637.1647 |  | 482893.08 | 0 | 1 | 0 | 638 | 638 | 0 | 0
[15 empty] | 0 | 0 | 0 | 0 | 0 | 0 | 0 | 0
+ | U-Ditch | [13 empty] | 0 | 0 | 0 | 0 | 0 | 0 | 0 | 0
1 | U-Ditch Ukuran 300 x 300 x 1200 mm | U-Ditch Ukuran 300 x 300 x 1200 mm | HDW | Pcs |  |  | 339400 | 0.24999 | 424247.9523 | 530307.3807 | 662881.0263 | 828597.2834 | 1035741.605 |  | 339400 | 0 | 1 | 0 | 639 | 639 | 0 | 0
2 | U-Ditch Ukuran 400 x 400 x 1200 mm | U-Ditch Ukuran 400 x 400 x 1200 mm | HDW | Pcs |  |  | 548700 | 0.24999 | 685871.6895 | 857335.4737 | 1071664.1694 | 1339573.746 | 1674459.1003 |  | 548700 | 0 | 1 | 0 | 640 | 640 | 0 | 0
3 | U-Ditch Ukuran 300 x 400 x 1200 mm | U-Ditch Ukuran 300 x 400 x 1200 mm | HDW | Pcs |  |  | 429700 | 0.24999 | 537122.4074 | 671399.7686 | 839245.6599 | 1049052.0114 | 1311308.6849 |  | 429700 | 0 | 1 | 0 | 641 | 641 | 0 | 0
4 | U-Ditch Ukuran 300 x 500 x 1200 mm | U-Ditch Ukuran 300 x 500 x 1200 mm | HDW | Pcs |  |  | 623600 | 0.24999 | 779496.2376 | 974365.5939 | 1217951.1137 | 1522431.5437 | 1903030.2441 |  | 623600 | 0 | 1 | 0 | 642 | 642 | 0 | 0
5 | U-Ditch Ukuran 400 x 500 x 1200 mm | U-Ditch Ukuran 400 x 500 x 1200 mm | HDW | Pcs |  |  | 648000 | 0.24999 | 809996.0903 | 1012490.2259 | 1265606.6736 | 1582000.706 | 1977491.3377 |  | 648000 | 0 | 1 | 0 | 643 | 643 | 0 | 0
6 | U-Ditch Ukuran 400 x 600 x 1200 mm | U-Ditch Ukuran 400 x 600 x 1200 mm | HDW | Pcs |  |  | 814800 | 0.24999 | 1018495.084 | 1273112.71 | 1591383.2062 | 1989219.4063 | 2486512.2561 |  | 814800 | 0 | 1 | 0 | 644 | 644 | 0 | 0
7 | U-Ditch Ukuran 500 x 500 x 1200 mm | U-Ditch Ukuran 500 x 500 x 1200 mm | HDW | Pcs |  |  | 824800 | 0.24999 | 1030995.0236 | 1288737.5591 | 1610914.1734 | 2013632.9975 | 2517029.0977 |  | 824800 | 0 | 1 | 0 | 645 | 645 | 0 | 0
8 | U-Ditch Ukuran 500 x 600 x 1200 mm | U-Ditch Ukuran 500 x 600 x 1200 mm | HDW | Pcs |  |  | 902200 | 0.24999 | 1127744.5567 | 1409673.8917 | 1762083.8594 | 2202594.1929 | 2753229.452 |  | 902200 | 0 | 1 | 0 | 646 | 646 | 0 | 0
9 | U-Ditch Ukuran 500 x 700 x 1200 mm | U-Ditch Ukuran 500 x 700 x 1200 mm | HDW | Pcs |  |  | 1058200 | 0.24999 | 1322743.6154 | 1653421.5386 | 2066766.9475 | 2583446.2147 | 3229292.1814 |  | 1058200 | 0 | 1 | 0 | 647 | 647 | 0 | 0
10 | U-Ditch Ukuran 600 x 600 x 1200 mm | U-Ditch Ukuran 600 x 600 x 1200 mm | HDW | Pcs |  |  | 1103400 | 0.24999 | 1379243.3427 | 1724045.8569 | 2155046.9192 | 2693795.6467 | 3367228.3056 |  | 1103400 | 0 | 1 | 0 | 648 | 648 | 0 | 0
11 | U-Ditch Ukuran 600 x 700 x 1200 mm | U-Ditch Ukuran 600 x 700 x 1200 mm | HDW | Pcs |  |  | 1214200 | 0.24999 | 1517742.6742 | 1897169.1856 | 2371450.0356 | 2964298.2366 | 3705354.9108 |  | 1214200 | 0 | 1 | 0 | 649 | 649 | 0 | 0
12 | U-Ditch Ukuran 600 x 800 x 1200 mm | U-Ditch Ukuran 600 x 800 x 1200 mm | HDW | Pcs |  |  | 1326100 | 0.24999 | 1657616.9991 | 2072011.2478 | 2590001.5584 | 3237486.3214 | 4046838.3687 |  | 1326100 | 0 | 1 | 0 | 650 | 650 | 0 | 0
13 | U-Ditch Ukuran 1000 x 1000 x 1200 mm | U-Ditch Ukuran 1000 x 1000 x 1200 mm | HDW | Pcs |  |  | 1536500 | 0.24999 | 1920615.7297 | 2400758.0742 | 3000933.108 | 3751148.2791 | 4688912.7166 |  | 1536500 | 0 | 1 | 0 | 651 | 651 | 0 | 0
14 | Tutup U-Ditch Ukuran 300 x 600 mm Light Duty | Tutup U-Ditch Ukuran 300 x 600 mm Light Duty | HDW | Lembar |  |  | 100200 | 0.24999 | 125249.3955 | 156560.9886 | 195700.2912 | 244624.1833 | 305778.7531 |  | 100200 | 0 | 1 | 0 | 652 | 652 | 0 | 0
15 | Tutup U-Ditch Ukuran 400 x 600 mm Light Duty | Tutup U-Ditch Ukuran 400 x 600 mm Light Duty | HDW | Lembar |  |  | 146500 | 0.24999 | 183124.1161 | 228904.0403 | 286128.6693 | 357659.1102 | 447071.7299 |  | 146500 | 0 | 1 | 0 | 653 | 653 | 0 | 0
16 | Tutup U-Ditch Ukuran 500 x 600 mm Light Duty | Tutup U-Ditch Ukuran 500 x 600 mm Light Duty | HDW | Lembar |  |  | 200100 | 0.24999 | 250123.7927 | 312653.2318 | 390814.6534 | 488515.9588 | 610642.001 |  | 200100 | 0 | 1 | 0 | 654 | 654 | 0 | 0
17 | Tutup U-Ditch Ukuran 600 x 600 mm Light Duty | Tutup U-Ditch Ukuran 600 x 600 mm Light Duty | HDW | Lembar |  |  | 237900 | 0.24999 | 297373.5647 | 371715.1616 | 464641.7093 | 580799.3333 | 725995.6624 |  | 237900 | 0 | 1 | 0 | 655 | 655 | 0 | 0
18 | Tutup U-Ditch Ukuran 300 x 600 mm Heavy Duty | Tutup U-Ditch Ukuran 300 x 600 mm Heavy Duty | HDW | Lembar |  |  | 124900 | 0.24999 | 156124.2464 | 195154.3661 | 243941.7801 | 304925.7534 | 381155.352 |  | 124900 | 0 | 1 | 0 | 656 | 656 | 0 | 0
19 | Tutup U-Ditch Ukuran 400 x 600 mm Heavy Duty | Tutup U-Ditch Ukuran 400 x 600 mm Heavy Duty | HDW | Lembar |  |  | 183800 | 0.24999 | 229748.8911 | 287184.7277 | 358979.1769 | 448721.8052 | 560899.5492 |  | 183800 | 0 | 1 | 0 | 657 | 657 | 0 | 0
20 | Tutup U-Ditch Ukuran 500 x 600 mm Heavy Duty | Tutup U-Ditch Ukuran 500 x 600 mm Heavy Duty | HDW | Lembar |  |  | 254700 | 0.24999 | 318373.4633 | 397964.9082 | 497453.7342 | 621814.1664 | 777263.9563 |  | 254700 | 0 | 1 | 0 | 658 | 658 | 0 | 0
21 | Tutup U-Ditch Ukuran 600 x 600 mm Heavy Duty | Tutup U-Ditch Ukuran 600 x 600 mm Heavy Duty | HDW | Lembar |  |  | 291300 | 0.24999 | 364123.2425 | 455151.8562 | 568937.0741 | 711167.91 | 888955.5967 |  | 291300 | 0 | 1 | 0 | 659 | 659 | 0 | 0
22 | Tutup U-Ditch Ukuran 1000 x 600 mm Heavy Duty | Tutup U-Ditch Ukuran 1000 x 600 mm Heavy Duty | HDW | Lembar |  |  | 411000 | 0.24999 | 513747.5203 | 642181.3007 | 802722.7513 | 1003398.596 | 1254242.191 |  | 411000 | 0 | 1 | 0 | 660 | 660 | 0 | 0
[15 empty] | 0 | 0 | 0 | 0 | 0 | 0 | 0 | 0
B | JASA | [13 empty] | 0 | 0 | 0 | 0 | 0 | 0 | 0 | 0
+ | PERSIAPAN PEKERJAAN | [13 empty] | 0 | 0 | 0 | 0 | 0 | 0 | 0 | 0
1 | Persiapan awal dan akhir | Persiapan awal dan akhir | JASA | Set |  |  | 34093 | 0.24999 | 42616.0443 | 53269.7983 | 66586.9264 | 83233.2563 | 104041.0682 |  | 34093 | 0 | 0 | 0 | 0 | 0 | 0 | 0
2 | Persiapan awal dan akhir (Non Tiang) | Persiapan awal dan akhir (Non Tiang) | JASA | Set |  |  | 18438 | 0.24999 | 23047.3888 | 28809.0969 | 36011.1973 | 45013.7793 | 56266.9526 |  | 18438 | 0 | 0 | 0 | 0 | 0 | 0 | 0
[15 empty] | 0 | 0 | 0 | 0 | 0 | 0 | 0 | 0
+ | PEMBUATAN SALURAN KABEL GI | [13 empty] | 0 | 0 | 0 | 0 | 0 | 0 | 0 | 0
| PEMBUATAN SALURAN KABEL Outdoor | [13 empty] | 0 | 0 | 0 | 0 | 0 | 0 | 0 | 0
1 | Persiapan Pekerjaan |  | JASA | ls | 300000 | 300000 | 300000 | 0.20993 | 362978.7521 | 439178.5816 | 531374.9783 | 642926.0885 | 777895.031 |  | 300000 | 0 | 0 | 0 | 0 | 0 | 0 | 0
2 | Pemasangan Bouwplank |  | JASA | m2 | 95147.5 | 95147.5 | 95147.5 | 0.20993 | 115121.7361 | 139289.147 | 168530.0025 | 203909.3667 | 246715.8915 |  | 95147.5 | 0 | 0 | 0 | 0 | 0 | 0 | 0
3 | Galian Tanah | Galian Tanah | JASA | m3 | 74125 | 74125 | 89686 | 0.20993 | 108513.7079 | 131293.9009 | 158856.321 | 192204.8972 | 232554.3125 |  | 89686 | 0 | 0 | 0 | 0 | 0 | 0 | 0
4 | Pembuangan Tanah | Pembuangan sisa tanah | JASA | m3 | 150000 | 150000 | 114513 | -0.23658 | 141604.4855 | 175105.2747 | 216531.6806 | 267758.7456 | 331105.1097 |  | 114513 | 0 | 0 | 0 | 0 | 0 | 0 | 0
5 | Urugan Pasir Padat | Urugan Pasir Dipadatkan | HDW | m3 | 243000 | 243000 | 283294 | 0.16582 | 330269.508 | 385034.4444 | 448880.444 | 523313.3189 | 610088.5736 |  | 283294 | 0 | 1 | 0 | 661 | 661 | 0 | 0
6 | Pembuatan Lantai Kerja | Pembuatan Lantai Kerja | HDW | m3 | 1124962.5 | 1124962.5 | 1124962.5 | 0.20993 | 1361124.9481 | 1646864.7837 | 1992589.7469 | 2410892.466 | 2917009.1293 |  | 1124962.5 | 0 | 1 | 0 | 662 | 662 | 0 | 0
7 | Pembuatan Beton Bertulang K225 |  | HDW | m3 | 5065452.75 | 5065452.75 | 5065452.75 | 0.20993 | 6128839.0602 | 7415461.1798 | 8972182.8178 | 10855705.743 | 13134635.0795 |  | 5065452.75 | 0 | 1 | 0 | 663 | 663 | 0 | 0
8 | Pembuatan Tutup Beton Bertulang K225 |  | HDW | m3 | 5065452.75 | 5065452.75 | 5065452.75 | 0.20993 | 6128839.0602 | 7415461.1798 | 8972182.8178 | 10855705.743 | 13134635.0795 |  | 5065452.75 | 0 | 1 | 0 | 664 | 664 | 0 | 0
9 | Besi Siku 70 untuk Tray Kabel Power |  | HDW | pcs | 185000 | 185000 | 185000 | 0.20993 | 223836.8971 | 270826.792 | 327681.2366 | 396471.0879 | 479701.9358 |  | 185000 | 0 | 1 | 0 | 665 | 665 | 0 | 0
| PEMBUATAN GALIAN TANAH | [7 empty] | 0 | 0 | 0 | 0 | 0 |  | 0 | 0 | 0 | 0 | 0 | 0 | 0 | 0
1 | Galian Tanah keras sedalam 1 meter |  | JASA | Mtr | 200000 | 200000 | 200000 | 0.20993 | 241985.8347 | 292785.7211 | 354249.9856 | 428617.3923 | 518596.6873 |  | 200000 | 0 | 0 | 0 | 0 | 0 | 0 | 0
2 | Urugan Pasir Dipadatkan | Urugan Pasir Dipadatkan | JASA | m3 | 230000 | 230000 | 283294 | 0.23171 | 348936.9149 | 429790.1495 | 529378.1331 | 652041.9514 | 803128.5765 |  | 283294 | 0 | 0 | 0 | 0 | 0 | 0 | 0
3 | Urugan Tanah Dipadatkan | Urugan Tanah Dipadatkan | JASA | m3 | 55000 | 55000 | 66474 | 0.20862 | 80341.685 | 97102.4213 | 117359.7518 | 141843.1299 | 171434.1858 |  | 66474 | 0 | 0 | 0 | 0 | 0 | 0 | 0
4 | Pembuangan sisa tanah | Pembuangan sisa tanah | JASA | m3 | 93000 | 93000 | 114513 | 0.23132 | 141002.4427 | 173619.4916 | 213781.6004 | 263234.1119 | 324126.106 |  | 114513 | 0 | 0 | 0 | 0 | 0 | 0 | 0
5 | Pekerjaan Aspal |  | JASA | Mtr | 85000 | 85000 | 85000 | 0.23132 | 104662.4194 | 128873.2003 | 158684.4816 | 195391.7853 | 240590.3174 |  | 85000 | 0 | 0 | 0 | 0 | 0 | 0 | 0
6 | Mur Baut Ring Plat Ring Per Stainless Steel Ukuran 19 mm |  | HDW | Bh | 12000 | 12000 | 12000 | 0.23132 | 14775.871 | 18193.8636 | 22402.515 | 27584.7226 | 33965.6919 |  | 12000 | 0 | 1 | 0 | 666 | 666 | 0 | 0
[15 empty] | 0 | 0 | 0 | 0 | 0 | 0 | 0 | 0
+ | KONSTRUKSI JTR | [5 empty] | 0 | [7 empty] | 0 | 0 | 0 | 0 | 0 | 0 | 0 | 0
1 | Upah Pasang Konst. JTR J2 |  | JASA | Unit | 19800 | 19800 | 19800 | 0.31328 | 26003.006 | 34149.3092 | 44847.7118 | 58897.7434 | 77349.4129 |  | 19800 | 0 | 0 | 0 | 0 | 0 | 0 | 0
2 | Upah Pasang Konst. JTR J3 |  | JASA | Unit | 20500 | 20500 | 20500 | 0.31328 | 26922.3042 | 35356.608 | 46433.2369 | 60979.9869 | 80083.9882 |  | 20500 | 0 | 0 | 0 | 0 | 0 | 0 | 0
3 | Upah Pasang Konst. JTR J4 |  | JASA | Unit | 27500 | 27500 | 27500 | 0.31328 | 36115.2861 | 47429.5961 | 62288.4886 | 81802.4214 | 107429.7402 |  | 27500 | 0 | 0 | 0 | 0 | 0 | 0 | 0
4 | Upah Pasang Konst. JTR J4-A |  | JASA | Unit | 14900 | 14900 | 14900 | 0.31328 | 19567.9187 | 25698.2175 | 33749.0356 | 44322.0392 | 58207.3865 |  | 14900 | 0 | 0 | 0 | 0 | 0 | 0 | 0
5 | Upah Pasang Konst. JTR J5 | Upah Pasang Konst. JTR CJ5 (Sudut 0⁰-5⁰) | JASA | Unit | 27900 | 33200 | 43601 | 0.31328 | 57260.4579 | 75199.1935 | 98757.8324 | 129696.9954 | 170328.8765 |  | 43601 | 0 | 0 | 0 | 0 | 0 | 0 | 0
6 | Upah Pasang Konst. JTR J6 | Upah Pasang Konst. JTR CJ6 (Single Dead End) | JASA | Unit | 33000 | 35700 | 59337 | 0.6621 | 98624.0776 | 163923.1622 | 272456.8256 | 452850.7188 | 752683.5603 |  | 59337 | 0 | 0 | 0 | 0 | 0 | 0 | 0
7 | Upah Pasang Konst. JTR J6-X | Upah Pasang Konst. JTR CJ6-X (Single Menjadi Double Dead End) | JASA | Unit | 27900 | 33200 | 57042 | 0.71813 | 98005.7158 | 168386.8084 | 289310.8532 | 497074.3882 | 854039.6762 |  | 57042 | 0 | 0 | 0 | 0 | 0 | 0 | 0
8 | Upah Pasang Konst. JTR J7 | Upah Pasang Konst. JTR CJ7 (Sudut 30⁰-60⁰) | JASA | Unit | 37600 | 37600 | 55403 | 0.47348 | 81635.4364 | 120288.5129 | 177243.2042 | 261165.033 | 384822.5086 |  | 55403 | 0 | 0 | 0 | 0 | 0 | 0 | 0
9 | Upah Pasang Konst. JTR J8 | Upah Pasang Konst. JTR CJ8 (Netral Sudut 0⁰-5⁰) | JASA | Unit | 27900 | 33200 | 43601 | 0.31328 | 57260.4579 | 75199.1935 | 98757.8324 | 129696.9954 | 170328.8765 |  | 43601 | 0 | 0 | 0 | 0 | 0 | 0 | 0
10 | Upah Pasang Konst. JTR J10 | Upah Pasang Konst. JTR CJ10 (Netral Sudut 30⁰-60⁰) | JASA | Unit | 39800 | 39800 | 50486 | 0.26849 | 64041.1105 | 81235.6659 | 103046.8298 | 130714.1269 | 165809.8847 |  | 50486 | 0 | 0 | 0 | 0 | 0 | 0 | 0
11 | Upah Pasang Konst. JTR J5-T | Upah Pasang Konst. JTR CJ5-T (Sudut 0⁰-5⁰) | JASA | Unit | 24700 | 29400 | 58682 | 0.99599 | 117128.4736 | 233786.8397 | 466635.3513 | 931397.8125 | 1859057.3616 |  | 58682 | 0 | 0 | 0 | 0 | 0 | 0 | 0
12 | Upah Pasang Konst. JTR J6-T | Upah Pasang Konst. JTR CJ6-T (Single Dead End) | JASA | Unit | 33700 | 35700 | 61960 | 0.73557 | 107536.1793 | 186637.0215 | 323922.4048 | 562191.3782 | 975724.8682 |  | 61960 | 0 | 0 | 0 | 0 | 0 | 0 | 0
13 | Upah Pasang Konst. JTR J7-T | Upah Pasang Konst. JTR CJ7-T (Netral Sudut 5⁰-60⁰) | JASA | Unit | 25800 | 30700 | 65239 | 1.125 | 138636.0626 | 294608.4067 | 626057.2588 | 1330402.2641 | 2827169.8146 |  | 65239 | 0 | 0 | 0 | 0 | 0 | 0 | 0
14 | Upah Pasang Konst. JTR MJ6-T | Upah Pasang Konst. JTR MJ6-T (Pelindung Ujung JTR LVTC) | JASA | Unit | 19100 | 22700 | 51305 | 1.2601 | 115956.0804 | 262076.0663 | 592326.5454 | 1338736.2737 | 3025720.904 |  | 51305 | 0 | 0 | 0 | 0 | 0 | 0 | 0
15 | Upah Pasang Konst. JTR SJ5 (Sudut 0⁰-5⁰) | Upah Pasang Konst. JTR SJ5 (Sudut 0⁰-5⁰) | JASA | Unit |  |  | 43273 | 0.31328 | 56829.701 | 74633.4877 | 98014.9006 | 128721.3157 | 169047.5327 |  | 43273 | 0 | 0 | 0 | 0 | 0 | 0 | 0
16 | Upah Pasang Konst. JTR SJ6 (Single Dead End) | Upah Pasang Konst. JTR SJ6 (Single Dead End) | JASA | Unit |  |  | 58682 | 0.6621 | 97535.4015 | 162113.6728 | 269449.2718 | 447851.8611 | 744374.9547 |  | 58682 | 0 | 0 | 0 | 0 | 0 | 0 | 0
17 | Upah Pasang Konst. JTR SJ6-X (Single Menjadi Double Dead End) | Upah Pasang Konst. JTR SJ6-X (Single Menjadi Double Dead End) | JASA | Unit |  |  | 57042 | 0.71813 | 98005.7158 | 168386.8084 | 289310.8532 | 497074.3882 | 854039.6762 |  | 57042 | 0 | 0 | 0 | 0 | 0 | 0 | 0
18 | Upah Pasang Konst. JTR SJ7 (Sudut 30⁰-60⁰) | Upah Pasang Konst. JTR SJ7 (Sudut 30⁰-60⁰) | JASA | Unit |  |  | 56387 | 0.47348 | 83085.3447 | 122424.9296 | 180391.1802 | 265803.5254 | 391657.2531 |  | 56387 | 0 | 0 | 0 | 0 | 0 | 0 | 0
19 | Upah Pasang Konst. JTR SJ8 (Netral Sudut 0⁰-5⁰) | Upah Pasang Konst. JTR SJ8 (Netral Sudut 0⁰-5⁰) | JASA | Unit |  |  | 43273 | 0.31328 | 56829.701 | 74633.4877 | 98014.9006 | 128721.3157 | 169047.5327 |  | 43273 | 0 | 0 | 0 | 0 | 0 | 0 | 0
20 | Upah Pasang Konst. JTR SJ10 (Netral Sudut 30⁰-60⁰) | Upah Pasang Konst. JTR SJ10 (Netral Sudut 30⁰-60⁰) | JASA | Unit |  |  | 50486 | 0.26849 | 64041.1105 | 81235.6659 | 103046.8298 | 130714.1269 | 165809.8847 |  | 50486 | 0 | 0 | 0 | 0 | 0 | 0 | 0
21 | Upah Pasang Konst. JTR SJ5-T (Sudut 0⁰-5⁰) | Upah Pasang Konst. JTR SJ5-T (Sudut 0⁰-5⁰) | JASA | Unit |  |  | 58682 | 0.99599 | 117128.4736 | 233786.8397 | 466635.3513 | 931397.8125 | 1859057.3616 |  | 58682 | 0 | 0 | 0 | 0 | 0 | 0 | 0
22 | Upah Pasang Konst. JTR SJ6-T (Single Dead End) | Upah Pasang Konst. JTR SJ6-T (Single Dead End) | JASA | Unit |  |  | 61960 | 0.73557 | 107536.1793 | 186637.0215 | 323922.4048 | 562191.3782 | 975724.8682 |  | 61960 | 0 | 0 | 0 | 0 | 0 | 0 | 0
23 | Upah Pasang Konst. JTR SJ7-T (Netral Sudut 5⁰-60⁰) | Upah Pasang Konst. JTR SJ7-T (Netral Sudut 5⁰-60⁰) | JASA | Unit |  |  | 61960 | 1.125 | 131668.0274 | 279800.9914 | 594590.7779 | 1263534.4546 | 2685072.4523 |  | 61960 | 0 | 0 | 0 | 0 | 0 | 0 | 0
24 | Upah Pasang Konst. JTR B13-B |  | JASA | Unit | 19800 | 19800 | 19800 | 0.31328 | 26003.006 | 34149.3092 | 44847.7118 | 58897.7434 | 77349.4129 |  | 19800 | 0 | 0 | 0 | 0 | 0 | 0 | 0
25 | Upah Pasang Konst. JTR B13-D |  | JASA | Unit | 19800 | 19800 | 19800 | 0.31328 | 26003.006 | 34149.3092 | 44847.7118 | 58897.7434 | 77349.4129 |  | 19800 | 0 | 0 | 0 | 0 | 0 | 0 | 0
26 | Upah Pasang Konst. JTR B15-B |  | JASA | Unit | 20500 | 20500 | 20500 | 0.31328 | 26922.3042 | 35356.608 | 46433.2369 | 60979.9869 | 80083.9882 |  | 20500 | 0 | 0 | 0 | 0 | 0 | 0 | 0
27 | Upah Pasang Konst. JTR B15-D |  | JASA | Unit | 20500 | 20500 | 20500 | 0.31328 | 26922.3042 | 35356.608 | 46433.2369 | 60979.9869 | 80083.9882 |  | 20500 | 0 | 0 | 0 | 0 | 0 | 0 | 0
28 | Upah Pasang Konst. JTR B16-B |  | JASA | Unit | 27500 | 27500 | 27500 | 0.31328 | 36115.2861 | 47429.5961 | 62288.4886 | 81802.4214 | 107429.7402 |  | 27500 | 0 | 0 | 0 | 0 | 0 | 0 | 0
29 | Upah Pasang Konst. JTR B16-D |  | JASA | Unit | 27500 | 27500 | 27500 | 0.31328 | 36115.2861 | 47429.5961 | 62288.4886 | 81802.4214 | 107429.7402 |  | 27500 | 0 | 0 | 0 | 0 | 0 | 0 | 0
30 | Upah Pasang Konst. JTR B71-B |  | JASA | Unit | 22100 | 22100 | 22100 | 0.31328 | 29023.5572 | 38116.1482 | 50057.2944 | 65739.4005 | 86334.4458 |  | 22100 | 0 | 0 | 0 | 0 | 0 | 0 | 0
[15 empty] | 0 | 0 | 0 | 0 | 0 | 0 | 0 | 0
+ | KONSTRUKSI JTM 1 FASA | [5 empty] | 0 | [7 empty] | 0 | 0 | 0 | 0 | 0 | 0 | 0 | 0
1 | Upah Pasang Konst. JTM 1 Fasa A1 | Upah Pasang Konst. JTM 1 Fasa CA1 (Sudut 0⁰-10⁰) | JASA | Unit | 53200 | 53200 | 74113 | 0.3931 | 103246.9317 | 143833.4559 | 200374.6037 | 279142.1617 | 388873.3652 |  | 74113 | 0 | 0 | 0 | 0 | 0 | 0 | 0
2 | Upah Pasang Konst. JTM 1 Fasa A1' | Upah Pasang Konst. JTM 1 Fasa CA1' (Sudut 0⁰-10⁰ Tanpa Netral) | JASA | Unit | 30000 | 35700 | 64933 | 0.81885 | 118103.4871 | 214812.7094 | 390712.4275 | 710647.9007 | 1292563.029 |  | 64933 | 0 | 0 | 0 | 0 | 0 | 0 | 0
3 | Upah Pasang Konst. JTM 1 Fasa A1-N | Upah Pasang Konst. JTM 1 Fasa CA1-N (Sudut 0⁰-10⁰ Netral Atas) | JASA | Unit | 57800 | 61300 | 74441 | 0.21437 | 90399.0617 | 109778.084 | 133311.425 | 161889.654 | 196594.2534 |  | 74441 | 0 | 0 | 0 | 0 | 0 | 0 | 0
4 | Upah Pasang Konst. JTM 1 Fasa A1-PN | Upah Pasang Konst. JTM 1 Fasa CA1-PN (Sudut 10⁰-25⁰ Netral Atas) | JASA | Unit | 57800 | 61300 | 80998 | 0.32134 | 107025.7097 | 141417.1033 | 186859.7477 | 246904.8262 | 326244.6511 |  | 80998 | 0 | 0 | 0 | 0 | 0 | 0 | 0
5 | Upah Pasang Konst. JTM 1 Fasa A1-P | Upah Pasang Konst. JTM 1 Fasa CA1-P (Sudut 10⁰-25⁰) | JASA | Unit | 80100 | 80100 | 80670 | 0.0071161 | 81244.0562 | 81822.1974 | 82404.4527 | 82990.8515 | 83581.4231 |  | 80670 | 0 | 0 | 0 | 0 | 0 | 0 | 0
6 | Upah Pasang Konst. JTM 1 Fasa A2 | Upah Pasang Konst. JTM 1 Fasa CA2 (Sudut 20⁰-30⁰) | JASA | Unit | 80100 | 80100 | 103642 | 0.29391 | 134103.1731 | 173517.1169 | 224515.119 | 290501.8223 | 375882.5201 |  | 103642 | 0 | 0 | 0 | 0 | 0 | 0 | 0
7 | Upah Pasang Konst. JTM 1 Fasa A2' | Upah Pasang Konst. JTM 1 Fasa CA2' (Sudut 20⁰-30⁰ Tanpa Netral) | JASA | Unit | 44000 | 44000 | 87905 | 0.99784 | 175620.2051 | 350861.2302 | 700964.9192 | 1400416.3914 | 2797809.1565 |  | 87905 | 0 | 0 | 0 | 0 | 0 | 0 | 0
8 | Upah Pasang Konst. JTM 1 Fasa A2-N | Upah Pasang Konst. JTM 1 Fasa CA2-N (Sudut 20⁰-30⁰ Netral Atas) | JASA | Unit | 84000 | 84000 | 133463 | 0.58885 | 212052.052 | 336917.8931 | 535310.39 | 850525.3641 | 1351353.1746 |  | 133463 | 0 | 0 | 0 | 0 | 0 | 0 | 0
9 | Upah Pasang Konst. JTM 1 Fasa A3 | Upah Pasang Konst. JTM 1 Fasa CA3 (Sudut 25⁰-60⁰) | JASA | Unit | 70300 | 70300 | 103314 | 0.46962 | 151831.9004 | 223134.5797 | 327922.1333 | 481919.5914 | 708236.7094 |  | 103314 | 0 | 0 | 0 | 0 | 0 | 0 | 0
10 | Upah Pasang Konst. JTM 1 Fasa A3' | Upah Pasang Konst. JTM 1 Fasa CA3' (Sudut 25⁰-60⁰ Tanpa Netral) | JASA | Unit | 45200 | 45200 | 82004 | 0.81425 | 148775.5756 | 269915.7588 | 489694.0683 | 888426.38 | 1611825.5944 |  | 82004 | 0 | 0 | 0 | 0 | 0 | 0 | 0
11 | Upah Pasang Konst. JTM 1 Fasa A3-N | Upah Pasang Konst. JTM 1 Fasa CA3-N (Sudut 25⁰-60⁰ Netral Atas) | JASA | Unit | 70300 | 70300 | 104297 | 0.4836 | 154734.9105 | 229564.5372 | 340581.6861 | 505286.6019 | 749642.6276 |  | 104297 | 0 | 0 | 0 | 0 | 0 | 0 | 0
12 | Upah Pasang Konst. JTM 1 Fasa A4 | Upah Pasang Konst. JTM 1 Fasa CA4 (Sudut 60⁰-90⁰) | JASA | Unit | 80900 | 85800 | 165977 | 0.93446 | 321076.5097 | 621110.9073 | 1201516.6091 | 2324290.4688 | 4496255.934 |  | 165977 | 0 | 0 | 0 | 0 | 0 | 0 | 0
13 | Upah Pasang Konst. JTM 1 Fasa A4' | Upah Pasang Konst. JTM 1 Fasa CA4' (Sudut 60⁰-90⁰ Tanpa Netral) | JASA | Unit | 82500 | 87700 | 107949 | 0.23089 | 132873.2794 | 163552.3105 | 201314.8047 | 247796.2583 | 305009.7866 |  | 107949 | 0 | 0 | 0 | 0 | 0 | 0 | 0
14 | Upah Pasang Konst. JTM 1 Fasa A4-N | Upah Pasang Konst. JTM 1 Fasa CA4-N (Sudut 60⁰-90⁰ Netral Atas) | JASA | Unit | 80900 | 85800 | 165977 | 0.93446 | 321076.5097 | 621110.9073 | 1201516.6091 | 2324290.4688 | 4496255.934 |  | 165977 | 0 | 0 | 0 | 0 | 0 | 0 | 0
15 | Upah Pasang Konst. JTM 1 Fasa A5 | Upah Pasang Konst. JTM 1 Fasa CA5 (Single Dead End) | JASA | Unit | 42100 | 50100 | 92495 | 0.84621 | 170764.9706 | 315267.5839 | 582049.4046 | 1074584.0255 | 1983905.1784 |  | 92495 | 0 | 0 | 0 | 0 | 0 | 0 | 0
16 | Upah Pasang Konst. JTM 1 Fasa A5' | Upah Pasang Konst. JTM 1 Fasa CA5' (Single Dead End Tanpa Netral) | JASA | Unit | 40200 | 45100 | 67251 | 0.49115 | 100281.53 | 149535.1036 | 222979.7173 | 332496.8729 | 495803.7073 |  | 67251 | 0 | 0 | 0 | 0 | 0 | 0 | 0
17 | Upah Pasang Konst. JTM 1 Fasa A5-N | Upah Pasang Konst. JTM 1 Fasa CA5-N (Single Dead End Netral Atas) | JASA | Unit | 42100 | 50100 | 92495 | 0.84621 | 170764.9706 | 315267.5839 | 582049.4046 | 1074584.0255 | 1983905.1784 |  | 92495 | 0 | 0 | 0 | 0 | 0 | 0 | 0
18 | Upah Pasang Konst. JTM 1 Fasa A5-1 | Upah Pasang Konst. JTM 1 Fasa CA5-1 (Tapping TM 1 Fasa) | JASA | Unit | 45200 | 53800 | 104953 | 0.9508 | 204742.2344 | 399410.9986 | 779170.6791 | 1520005.5814 | 2965225.7581 |  | 104953 | 0 | 0 | 0 | 0 | 0 | 0 | 0
19 | Upah Pasang Konst. JTM 1 Fasa A5-1' | Upah Pasang Konst. JTM 1 Fasa CA5-1' (Tapping TM 1 Fasa Tanpa Netral) | JASA | Unit | 37200 | 44300 | 72168 | 0.62907 | 117567.0479 | 191525.4789 | 312009.2723 | 508286.3468 | 828036.3222 |  | 72168 | 0 | 0 | 0 | 0 | 0 | 0 | 0
20 | Upah Pasang Konst. JTM 1 Fasa A5-2 | Upah Pasang Konst. JTM 1 Fasa CA5-2 (Tapping TM 1 Fasa) | JASA | Unit | 45200 | 53800 | 113149 | 1.1031 | 237968.3309 | 500481.0162 | 1052582.2769 | 2213729.2203 | 4655785.2704 |  | 113149 | 0 | 0 | 0 | 0 | 0 | 0 | 0
21 | Upah Pasang Konst. JTM 1 Fasa A5-2' | Upah Pasang Konst. JTM 1 Fasa CA5-2' (Tapping TM 1 Fasa Tanpa Netral) | JASA | Unit | 37200 | 44300 | 46271 | 0.044492 | 48329.6939 | 50479.9835 | 52725.9439 | 55071.8318 | 57522.0933 |  | 46271 | 0 | 0 | 0 | 0 | 0 | 0 | 0
22 | Upah Pasang Konst. JTM 1 Fasa A5-3 | Upah Pasang Konst. JTM 1 Fasa CA5-3 (Single Menjadi Double Dead End) | JASA | Unit | 45200 | 53800 | 107576 | 0.99955 | 215104.0107 | 430112.0642 | 860032.2569 | 1719680.8563 | 3438594.5688 |  | 107576 | 0 | 0 | 0 | 0 | 0 | 0 | 0
23 | Upah Pasang Konst. JTM 1 Fasa A5-3' | Upah Pasang Konst. JTM 1 Fasa CA5-3' (Single Menjadi Double Dead End) | JASA | Unit | 37200 | 44300 | 74791 | 0.68828 | 126268.4804 | 213177.1087 | 359903.5923 | 607619.6291 | 1025834.7558 |  | 74791 | 0 | 0 | 0 | 0 | 0 | 0 | 0
24 | Upah Pasang Konst. JTM 1 Fasa A5-4 | Upah Pasang Konst. JTM 1 Fasa CA5-4 (Single Menjadi Double Dead End) | JASA | Unit | 45200 | 53800 | 141038 | 1.6215 | 369734.525 | 969267.9913 | 2540959.4603 | 6661186.6238 | 17462461.6923 |  | 141038 | 0 | 0 | 0 | 0 | 0 | 0 | 0
25 | Upah Pasang Konst. JTM 1 Fasa A5-4' | Upah Pasang Konst. JTM 1 Fasa CA5-4' (Single Menjadi Double Dead End) | JASA | Unit | 326300 | 44300 | 105631 | 1.3844 | 251871.516 | 600574.2689 | 1432037.4853 | 3414617.4177 | 8141974.096 |  | 105631 | 0 | 0 | 0 | 0 | 0 | 0 | 0
26 | Upah Pasang Konst. JTM 1 Fasa A6 | Upah Pasang Konst. JTM 1 Fasa CA6 (Double Dead End) | JASA | Unit | 78300 | 93100 | 146962 | 0.57854 | 231985.2787 | 366197.8574 | 578057.6747 | 912486.7024 | 1440396.034 |  | 146962 | 0 | 0 | 0 | 0 | 0 | 0 | 0
27 | Upah Pasang Konst. JTM 1 Fasa A6' | Upah Pasang Konst. JTM 1 Fasa CA6' (Double Dead End Tanpa Netral) | JASA | Unit | 74600 | 88700 | 97785 | 0.10242 | 107800.5211 | 118841.871 | 131014.119 | 144433.0962 | 159226.4973 |  | 97785 | 0 | 0 | 0 | 0 | 0 | 0 | 0
28 | Upah Pasang Konst. JTM 1 Fasa A6-N | Upah Pasang Konst. JTM 1 Fasa CA6-N (Double Dead End Netral Atas) | JASA | Unit | 78300 | 93100 | 146962 | 0.57854 | 231985.2787 | 366197.8574 | 578057.6747 | 912486.7024 | 1440396.034 |  | 146962 | 0 | 0 | 0 | 0 | 0 | 0 | 0
29 | Upah Pasang Konst. JTM 1 Fasa A7 | Upah Pasang Konst. JTM 1 Fasa CA7 (Single Dead End Netral Sejajar) | JASA | Unit | 51900 | 61700 | 151835 | 1.4609 | 373644.5255 | 919486.4916 | 2262726.6038 | 5568251.1166 | 13702680.8474 |  | 151835 | 0 | 0 | 0 | 0 | 0 | 0 | 0
30 | Upah Pasang Konst. JTM 1 Fasa A7-A | Upah Pasang Konst. JTM 1 Fasa CA7-A (Single Dead End Netral Sejajar) | JASA | Unit | 51900 | 61700 | 151835 | 1.4609 | 373644.5255 | 919486.4916 | 2262726.6038 | 5568251.1166 | 13702680.8474 |  | 151835 | 0 | 0 | 0 | 0 | 0 | 0 | 0
31 | Upah Pasang Konst. JTM 1 Fasa A8 | Upah Pasang Konst. JTM 1 Fasa CA8 (Double Dead End Netral Sejajar) | JASA | Unit | 75600 | 99900 | 205647 | 1.0585 | 423330.2163 | 871437.3273 | 1793878.599 | 3692750.2727 | 7601631.7851 |  | 205647 | 0 | 0 | 0 | 0 | 0 | 0 | 0
32 | Upah Pasang Konst. JTM 1 Fasa A8-A | Upah Pasang Konst. JTM 1 Fasa CA8-A (Double Dead End Netral Sejajar) | JASA | Unit | 75600 | 99900 | 205647 | 1.0585 | 423330.2163 | 871437.3273 | 1793878.599 | 3692750.2727 | 7601631.7851 |  | 205647 | 0 | 0 | 0 | 0 | 0 | 0 | 0
33 | Upah Pasang Konst. JTM 1 Fasa A9 | Upah Pasang Konst. JTM 1 Fasa CA9 (Tarikan Lurus Netral Sejajar) | JASA | Unit | 66800 | 79500 | 138708 | 0.74475 | 242011.4373 | 422250.5968 | 736723.7205 | 1285402.1864 | 2242711.5279 |  | 138708 | 0 | 0 | 0 | 0 | 0 | 0 | 0
34 | Upah Pasang Konst. JTM 1 Fasa A9-N | Upah Pasang Konst. JTM 1 Fasa CA9-N (Over Building) | JASA | Unit | 62400 | 74200 | 86237 | 0.16222 | 100226.6869 | 116485.8329 | 135382.598 | 157344.8666 | 182869.9361 |  | 86237 | 0 | 0 | 0 | 0 | 0 | 0 | 0
35 | Upah Pasang Konst. JTM 1 Fasa SA1 (Sudut 0⁰-10⁰) | Upah Pasang Konst. JTM 1 Fasa SA1 (Sudut 0⁰-10⁰) | JASA | Unit |  |  | 72802 | 0.3931 | 101420.5757 | 141289.1565 | 196830.1364 | 274204.359 | 381994.5048 |  | 72802 | 0 | 0 | 0 | 0 | 0 | 0 | 0
36 | Upah Pasang Konst. JTM 1 Fasa SA1' (Sudut 0⁰-10⁰ Tanpa Netral) | Upah Pasang Konst. JTM 1 Fasa SA1' (Sudut 0⁰-10⁰ Tanpa Netral) | JASA | Unit |  |  | 63622 | 0.81885 | 115718.9727 | 210475.6318 | 382823.9272 | 696299.8897 | 1266466.1271 |  | 63622 | 0 | 0 | 0 | 0 | 0 | 0 | 0
37 | Upah Pasang Konst. JTM 1 Fasa SA1-N (Sudut 0⁰-10⁰ Netral Atas) | Upah Pasang Konst. JTM 1 Fasa SA1-N (Sudut 0⁰-10⁰ Netral Atas) | JASA | Unit |  |  | 72802 | 0.21437 | 88408.7061 | 107361.052 | 130376.2492 | 158325.2588 | 192265.7519 |  | 72802 | 0 | 0 | 0 | 0 | 0 | 0 | 0
38 | Upah Pasang Konst. JTM 1 Fasa SA1-PN (Sudut 10⁰-25⁰ Netral Atas) | Upah Pasang Konst. JTM 1 Fasa SA1-PN (Sudut 10⁰-25⁰ Netral Atas) | JASA | Unit |  |  | 79358 | 0.32134 | 104858.7159 | 138553.7728 | 183076.3211 | 241905.6421 | 319639.0407 |  | 79358 | 0 | 0 | 0 | 0 | 0 | 0 | 0
39 | Upah Pasang Konst. JTM 1 Fasa SA1-P (Sudut 10⁰-25⁰) | Upah Pasang Konst. JTM 1 Fasa SA1-P (Sudut 10⁰-25⁰) | JASA | Unit |  |  | 79358 | 0.0071161 | 79922.7199 | 80491.4583 | 81064.244 | 81641.1056 | 82222.0723 |  | 79358 | 0 | 0 | 0 | 0 | 0 | 0 | 0
40 | Upah Pasang Konst. JTM 1 Fasa SA2 (Sudut 20⁰-30⁰) | Upah Pasang Konst. JTM 1 Fasa SA2 (Sudut 20⁰-30⁰) | JASA | Unit |  |  | 102330 | 0.29391 | 132405.5663 | 171320.5706 | 221672.9909 | 286824.3711 | 371124.2381 |  | 102330 | 0 | 0 | 0 | 0 | 0 | 0 | 0
41 | Upah Pasang Konst. JTM 1 Fasa SA2' (Sudut 20⁰-30⁰ Tanpa Netral) | Upah Pasang Konst. JTM 1 Fasa SA2' (Sudut 20⁰-30⁰ Tanpa Netral) | JASA | Unit |  |  | 86594 | 0.99784 | 173001.0357 | 345628.5464 | 690510.8493 | 1379530.823 | 2756083.1135 |  | 86594 | 0 | 0 | 0 | 0 | 0 | 0 | 0
42 | Upah Pasang Konst. JTM 1 Fasa SA2-N (Sudut 20⁰-30⁰ Netral Atas) | Upah Pasang Konst. JTM 1 Fasa SA2-N (Sudut 20⁰-30⁰ Netral Atas) | JASA | Unit |  |  | 132479 | 0.58885 | 210488.6283 | 334433.8547 | 531363.6376 | 844254.5852 | 1341389.8775 |  | 132479 | 0 | 0 | 0 | 0 | 0 | 0 | 0
43 | Upah Pasang Konst. JTM 1 Fasa SA3 (Sudut 25⁰-60⁰) | Upah Pasang Konst. JTM 1 Fasa SA3 (Sudut 25⁰-60⁰) | JASA | Unit |  |  | 105281 | 0.46962 | 154722.6349 | 227382.8493 | 334165.4579 | 491094.8807 | 721720.8607 |  | 105281 | 0 | 0 | 0 | 0 | 0 | 0 | 0
44 | Upah Pasang Konst. JTM 1 Fasa SA3' (Sudut 25⁰-60⁰ Tanpa Netral) | Upah Pasang Konst. JTM 1 Fasa SA3' (Sudut 25⁰-60⁰ Tanpa Netral) | JASA | Unit |  |  | 82987 | 0.81425 | 150558.9812 | 273151.2985 | 495564.1389 | 899076.1426 | 1631146.9027 |  | 82987 | 0 | 0 | 0 | 0 | 0 | 0 | 0
45 | Upah Pasang Konst. JTM 1 Fasa SA3-N (Sudut 25⁰-60⁰ Netral Atas) | Upah Pasang Konst. JTM 1 Fasa SA3-N (Sudut 25⁰-60⁰ Netral Atas) | JASA | Unit |  |  | 105281 | 0.4836 | 156194.7718 | 231730.3857 | 343794.9365 | 510053.7766 | 756715.2025 |  | 105281 | 0 | 0 | 0 | 0 | 0 | 0 | 0
46 | Upah Pasang Konst. JTM 1 Fasa SA4 (Sudut 60⁰-90⁰) | Upah Pasang Konst. JTM 1 Fasa SA4 (Sudut 60⁰-90⁰) | JASA | Unit |  |  | 167944 | 0.93446 | 324881.6001 | 628471.7172 | 1215755.83 | 2351835.7272 | 4549541.2411 |  | 167944 | 0 | 0 | 0 | 0 | 0 | 0 | 0
47 | Upah Pasang Konst. JTM 1 Fasa SA4' (Sudut 60⁰-90⁰ Tanpa Netral) | Upah Pasang Konst. JTM 1 Fasa SA4' (Sudut 60⁰-90⁰ Tanpa Netral) | JASA | Unit |  |  | 108932 | 0.23089 | 134083.2436 | 165041.6427 | 203148.0079 | 250052.7287 | 307787.2521 |  | 108932 | 0 | 0 | 0 | 0 | 0 | 0 | 0
48 | Upah Pasang Konst. JTM 1 Fasa SA4-N (Sudut 60⁰-90⁰ Netral Atas) | Upah Pasang Konst. JTM 1 Fasa SA4-N (Sudut 60⁰-90⁰ Netral Atas) | JASA | Unit |  |  | 167944 | 0.93446 | 324881.6001 | 628471.7172 | 1215755.83 | 2351835.7272 | 4549541.2411 |  | 167944 | 0 | 0 | 0 | 0 | 0 | 0 | 0
49 | Upah Pasang Konst. JTM 1 Fasa SA5 (Single Dead End) | Upah Pasang Konst. JTM 1 Fasa SA5 (Single Dead End) | JASA | Unit |  |  | 60696 | 0.84621 | 112057.4156 | 206881.2506 | 381945.7339 | 705151.111 | 1301855.3296 |  | 60696 | 0 | 0 | 0 | 0 | 0 | 0 | 0
50 | Upah Pasang Konst. JTM 1 Fasa SA5' (Single Dead End Tanpa Netral) | Upah Pasang Konst. JTM 1 Fasa SA5' (Single Dead End Tanpa Netral) | JASA | Unit |  |  | 68234 | 0.49115 | 101747.3333 | 151720.8407 | 226238.9857 | 337356.9408 | 503050.8121 |  | 68234 | 0 | 0 | 0 | 0 | 0 | 0 | 0
51 | Upah Pasang Konst. JTM 1 Fasa SA5-N (Single Dead End Netral Atas) | Upah Pasang Konst. JTM 1 Fasa SA5-N (Single Dead End Netral Atas) | JASA | Unit |  |  | 94462 | 0.84621 | 174396.4609 | 321972.0688 | 594427.2756 | 1097436.1448 | 2026094.9345 |  | 94462 | 0 | 0 | 0 | 0 | 0 | 0 | 0
52 | Upah Pasang Konst. JTM 1 Fasa SA5-1 (Tapping TM 1 Fasa) | Upah Pasang Konst. JTM 1 Fasa SA5-1 (Tapping TM 1 Fasa) | JASA | Unit |  |  | 107576 | 0.9508 | 209859.1808 | 409393.1339 | 798643.8213 | 1557993.7727 | 3039333.0934 |  | 107576 | 0 | 0 | 0 | 0 | 0 | 0 | 0
53 | Upah Pasang Konst. JTM 1 Fasa SA5-1' (Tapping TM 1 Fasa Tanpa Netral) | Upah Pasang Konst. JTM 1 Fasa SA5-1' (Tapping TM 1 Fasa Tanpa Netral) | JASA | Unit |  |  | 74791 | 0.62907 | 121840.1103 | 198486.6159 | 323349.4829 | 526760.3947 | 858131.9224 |  | 74791 | 0 | 0 | 0 | 0 | 0 | 0 | 0
54 | Upah Pasang Konst. JTM 1 Fasa SA5-2 (Tapping TM 1 Fasa) | Upah Pasang Konst. JTM 1 Fasa SA5-2 (Tapping TM 1 Fasa) | JASA | Unit |  |  | 114133 | 1.1031 | 240037.8219 | 504833.4481 | 1061736.0561 | 2232980.911 | 4696274.2956 |  | 114133 | 0 | 0 | 0 | 0 | 0 | 0 | 0
55 | Upah Pasang Konst. JTM 1 Fasa SA5-2' (Tapping TM 1 Fasa Tanpa Netral) | Upah Pasang Konst. JTM 1 Fasa SA5-2' (Tapping TM 1 Fasa Tanpa Netral) | JASA | Unit |  |  | 81348 | 0.044492 | 84967.3433 | 88747.7188 | 92696.2911 | 96820.5437 | 101128.2929 |  | 81348 | 0 | 0 | 0 | 0 | 0 | 0 | 0
56 | Upah Pasang Konst. JTM 1 Fasa SA5-3 (Single Menjadi Double Dead End) | Upah Pasang Konst. JTM 1 Fasa SA5-3 (Single Menjadi Double Dead End) | JASA | Unit |  |  | 107576 | 0.99955 | 215104.0107 | 430112.0642 | 860032.2569 | 1719680.8563 | 3438594.5688 |  | 107576 | 0 | 0 | 0 | 0 | 0 | 0 | 0
57 | Upah Pasang Konst. JTM 1 Fasa SA5-3' (Single Menjadi Double Dead End) | Upah Pasang Konst. JTM 1 Fasa SA5-3' (Single Menjadi Double Dead End) | JASA | Unit |  |  | 74791 | 0.68828 | 126268.4804 | 213177.1087 | 359903.5923 | 607619.6291 | 1025834.7558 |  | 74791 | 0 | 0 | 0 | 0 | 0 | 0 | 0
58 | Upah Pasang Konst. JTM 1 Fasa SA5-4 (Single Menjadi Double Dead End) | Upah Pasang Konst. JTM 1 Fasa SA5-4 (Single Menjadi Double Dead End) | JASA | Unit |  |  | 139727 | 1.6215 | 366297.7068 | 960258.2894 | 2517340.309 | 6599268.4481 | 17300141.6985 |  | 139727 | 0 | 0 | 0 | 0 | 0 | 0 | 0
59 | Upah Pasang Konst. JTM 1 Fasa SA5-4' (Single Menjadi Double Dead End) | Upah Pasang Konst. JTM 1 Fasa SA5-4' (Single Menjadi Double Dead End) | JASA | Unit |  |  | 104320 | 1.3844 | 248745.5061 | 593120.464 | 1414264.2829 | 3372238.1594 | 8040923.0027 |  | 104320 | 0 | 0 | 0 | 0 | 0 | 0 | 0
60 | Upah Pasang Konst. JTM 1 Fasa SA6 (Double Dead End) | Upah Pasang Konst. JTM 1 Fasa SA6 (Double Dead End) | JASA | Unit |  |  | 148274 | 0.57854 | 234056.3221 | 369467.0807 | 583218.2718 | 920632.9073 | 1453255.1377 |  | 148274 | 0 | 0 | 0 | 0 | 0 | 0 | 0
61 | Upah Pasang Konst. JTM 1 Fasa SA6' (Double Dead End Tanpa Netral) | Upah Pasang Konst. JTM 1 Fasa SA6' (Double Dead End Tanpa Netral) | JASA | Unit |  |  | 99097 | 0.10242 | 109246.9013 | 120436.3951 | 132771.9605 | 146370.9826 | 161362.8696 |  | 99097 | 0 | 0 | 0 | 0 | 0 | 0 | 0
62 | Upah Pasang Konst. JTM 1 Fasa SA6-N (Double Dead End Netral Atas) | Upah Pasang Konst. JTM 1 Fasa SA6-N (Double Dead End Netral Atas) | JASA | Unit |  |  | 148274 | 0.57854 | 234056.3221 | 369467.0807 | 583218.2718 | 920632.9073 | 1453255.1377 |  | 148274 | 0 | 0 | 0 | 0 | 0 | 0 | 0
63 | Upah Pasang Konst. JTM 1 Fasa SA7 (Single Dead End Netral Sejajar) | Upah Pasang Konst. JTM 1 Fasa SA7 (Single Dead End Netral Sejajar) | JASA | Unit |  |  | 151507 | 1.4609 | 372837.3638 | 917500.1804 | 2257838.5719 | 5556222.3593 | 13673079.7718 |  | 151507 | 0 | 0 | 0 | 0 | 0 | 0 | 0
64 | Upah Pasang Konst. JTM 1 Fasa SA7-A (Single Dead End Netral Sejajar) | Upah Pasang Konst. JTM 1 Fasa SA7-A (Single Dead End Netral Sejajar) | JASA | Unit |  |  | 151507 | 1.4609 | 372837.3638 | 917500.1804 | 2257838.5719 | 5556222.3593 | 13673079.7718 |  | 151507 | 0 | 0 | 0 | 0 | 0 | 0 | 0
65 | Upah Pasang Konst. JTM 1 Fasa SA8 (Double Dead End Netral Sejajar) | Upah Pasang Konst. JTM 1 Fasa SA8 (Double Dead End Netral Sejajar) | JASA | Unit |  |  | 204663 | 1.0585 | 421304.6242 | 867267.5882 | 1785295.0722 | 3675080.8379 | 7565258.7494 |  | 204663 | 0 | 0 | 0 | 0 | 0 | 0 | 0
66 | Upah Pasang Konst. JTM 1 Fasa SA8-A (Double Dead End Netral Sejajar) | Upah Pasang Konst. JTM 1 Fasa SA8-A (Double Dead End Netral Sejajar) | JASA | Unit |  |  | 204663 | 1.0585 | 421304.6242 | 867267.5882 | 1785295.0722 | 3675080.8379 | 7565258.7494 |  | 204663 | 0 | 0 | 0 | 0 | 0 | 0 | 0
67 | Upah Pasang Konst. JTM 1 Fasa SA9 (Tarikan Lurus Netral Sejajar) | Upah Pasang Konst. JTM 1 Fasa SA9 (Tarikan Lurus Netral Sejajar) | JASA | Unit |  |  | 132479 | 0.74475 | 231143.3602 | 403288.4679 | 703639.4567 | 1227678.2612 | 2141997.4371 |  | 132479 | 0 | 0 | 0 | 0 | 0 | 0 | 0
68 | Upah Pasang Konst. JTM 1 Fasa SA9-N (Over Building) | Upah Pasang Konst. JTM 1 Fasa SA9-N (Over Building) | JASA | Unit |  |  | 86237 | 0.16222 | 100226.6869 | 116485.8329 | 135382.598 | 157344.8666 | 182869.9361 |  | 86237 | 0 | 0 | 0 | 0 | 0 | 0 | 0
[13 empty] | 0 |  | 0 | 0 | 0 | 0 | 0 | 0 | 0 | 0
+ | KONSTRUKSI JTM 1 FASA MENJADI 3 FASA | [11 empty] | 0 |  | 0 | 0 | 0 | 0 | 0 | 0 | 0 | 0
1 | Upah Pasang Konst. JTM 1-3 Fasa B1 | Upah Pasang Konst. JTM 1-3 Fasa CB1 (Sudut 0⁰-10⁰) | JASA | Unit | 71900 | 85500 | 96088 | 0.12384 | 107987.1783 | 121359.9063 | 136388.6629 | 153278.5244 | 172259.9632 |  | 96088 | 0 | 0 | 0 | 0 | 0 | 0 | 0
2 | Upah Pasang Konst. JTM 1-3 Fasa B1-A | Upah Pasang Konst. JTM 1-3 Fasa CB1-A (Sudut 0⁰-10⁰ Side Bracket) | JASA | Unit | 64700 | 64700 | 79368 | 0.22671 | 97361.3512 | 119433.937 | 146510.552 | 179725.649 | 220470.8703 |  | 79368 | 0 | 0 | 0 | 0 | 0 | 0 | 0
3 | Upah Pasang Konst. JTM 1-3 Fasa B2 | Upah Pasang Konst. JTM 1-3 Fasa CB2 (Sudut 10⁰-25⁰) | JASA | Unit | 88700 | 105500 | 161034 | 0.52639 | 245800.4659 | 375187.0354 | 572681.2233 | 874134.1053 | 1334268.3555 |  | 161034 | 0 | 0 | 0 | 0 | 0 | 0 | 0
4 | Upah Pasang Konst. JTM 1-3 Fasa B3 | Upah Pasang Konst. JTM 1-3 Fasa CB3 (Sudut 30⁰-60⁰) | JASA | Unit | 92500 | 110000 | 264781 | 1.4071 | 637354.3451 | 1534175.6441 | 3692914.1929 | 8889213.7537 | 21397226.4265 |  | 264781 | 0 | 0 | 0 | 0 | 0 | 0 | 0
5 | Upah Pasang Konst. JTM 1-3 Fasa B4 | Upah Pasang Konst. JTM 1-3 Fasa CB4 (Double Dead End) | JASA | Unit | 119100 | 141700 | 331661 | 1.3406 | 776281.0086 | 1816952.2625 | 4252732.5641 | 9953885.2149 | 23297921.8368 |  | 331661 | 0 | 0 | 0 | 0 | 0 | 0 | 0
6 | Upah Pasang Konst. JTM 1-3 Fasa B5 | Upah Pasang Konst. JTM 1-3 Fasa CB5 (Single Dead End) | JASA | Unit | 202200 | 214400 | 159092 | -0.25797 | 200132.3934 | 251759.83 | 316705.4115 | 398404.772 | 501179.8239 |  | 159092 | 0 | 0 | 0 | 0 | 0 | 0 | 0
7 | Upah Pasang Konst. JTM 1-3 Fasa SB1 (Sudut 0⁰-10⁰) | Upah Pasang Konst. JTM 1-3 Fasa SB1 (Sudut 0⁰-10⁰) | JASA | Unit |  |  | 95760 | 0.12384 | 107618.56 | 120945.6397 | 135923.095 | 152755.3024 | 171671.9474 |  | 95760 | 0 | 0 | 0 | 0 | 0 | 0 | 0
8 | Upah Pasang Konst. JTM 1-3 Fasa SB1-A (Sudut 0⁰-10⁰ Side Bracket) | Upah Pasang Konst. JTM 1-3 Fasa SB1-A (Sudut 0⁰-10⁰ Side Bracket) | JASA | Unit |  |  | 78712 | 0.22671 | 96556.6309 | 118446.7802 | 145299.5989 | 178240.1633 | 218648.6133 |  | 78712 | 0 | 0 | 0 | 0 | 0 | 0 | 0
9 | Upah Pasang Konst. JTM 1-3 Fasa SB2 (Sudut 10⁰-25⁰) | Upah Pasang Konst. JTM 1-3 Fasa SB2 (Sudut 10⁰-25⁰) | JASA | Unit |  |  | 161362 | 0.52639 | 246301.1214 | 375951.2302 | 573847.6815 | 875914.5739 | 1336986.0426 |  | 161362 | 0 | 0 | 0 | 0 | 0 | 0 | 0
10 | Upah Pasang Konst. JTM 1-3 Fasa SB3 (Sudut 30⁰-60⁰) | Upah Pasang Konst. JTM 1-3 Fasa SB3 (Sudut 30⁰-60⁰) | JASA | Unit |  |  | 265109 | 1.4071 | 638143.8739 | 1536076.1189 | 3697488.8257 | 8900225.3524 | 21423732.4457 |  | 265109 | 0 | 0 | 0 | 0 | 0 | 0 | 0
11 | Upah Pasang Konst. JTM 1-3 Fasa SB4 (Double Dead End) | Upah Pasang Konst. JTM 1-3 Fasa SB4 (Double Dead End) | JASA | Unit |  |  | 332645 | 1.3406 | 778584.145 | 1822342.9507 | 4265349.932 | 9983417.2463 | 23367044.0884 |  | 332645 | 0 | 0 | 0 | 0 | 0 | 0 | 0
12 | Upah Pasang Konst. JTM 1-3 Fasa SB5 (Single Dead End) | Upah Pasang Konst. JTM 1-3 Fasa SB5 (Single Dead End) | JASA | Unit |  |  | 159420 | -0.25797 | 200545.0063 | 252278.8833 | 317358.3631 | 399226.1632 | 502213.1065 |  | 159420 | 0 | 0 | 0 | 0 | 0 | 0 | 0
[13 empty] | 0 |  | 0 | 0 | 0 | 0 | 0 | 0 | 0 | 0
+ | KONSTRUKSI JTM 3 FASA | [11 empty] | 0 |  | 0 | 0 | 0 | 0 | 0 | 0 | 0 | 0
1 | Upah Pasang Konst. JTM 3 Fasa C1 | Upah Pasang Konst. JTM 3 Fasa CC1 (Sudut 0⁰-10⁰) | JASA | Unit | 83600 | 99400 | 127269 | 0.28037 | 162951.6938 | 208638.8241 | 267135.3572 | 342032.6939 | 437929.1642 |  | 127269 | 0 | 0 | 0 | 0 | 0 | 0 | 0
2 | Upah Pasang Konst. JTM 3 Fasa C1' | Upah Pasang Konst. JTM 3 Fasa CC1' (Sudut 0⁰-10⁰ Tanpa Netral) | JASA | Unit | 81300 | 81300 | 118089 | 0.45251 | 171525.3619 | 249142.1705 | 361881.301 | 525635.928 | 763491.0345 |  | 118089 | 0 | 0 | 0 | 0 | 0 | 0 | 0
3 | Upah Pasang Konst. JTM 3 Fasa C1-N | Upah Pasang Konst. JTM 3 Fasa CC1-N (Sudut 0⁰-5⁰ Netral Di Atas) | JASA | Unit | 83300 | 99400 | 136449 | 0.37273 | 187307.1388 | 257121.4466 | 352957.3869 | 484513.9084 | 665105.0129 |  | 136449 | 0 | 0 | 0 | 0 | 0 | 0 | 0
4 | Upah Pasang Konst. JTM 3 Fasa C1-1 | Upah Pasang Konst. JTM 3 Fasa CC1-1 (Sudut 0⁰-10⁰) | JASA | Unit | 83300 | 99100 | 121021 | 0.2212 | 147790.9429 | 180482.4188 | 220405.2755 | 269159.1004 | 328697.3107 |  | 121021 | 0 | 0 | 0 | 0 | 0 | 0 | 0
5 | Upah Pasang Konst. JTM 3 Fasa C1-1' | Upah Pasang Konst. JTM 3 Fasa CC1-1' (Sudut 0⁰-10⁰ Tanpa Netral) | JASA | Unit | 84900 | 84900 | 111841 | 0.31733 | 147331.0869 | 194083.1107 | 255670.7795 | 336801.8333 | 443677.9015 |  | 111841 | 0 | 0 | 0 | 0 | 0 | 0 | 0
6 | Upah Pasang Konst. JTM 3 Fasa C1-1N | Upah Pasang Konst. JTM 3 Fasa CC1-1N (Sudut 0⁰-5⁰ Netral Di Atas) | JASA | Unit | 88300 | 105000 | 121021 | 0.15258 | 139486.4994 | 160769.4824 | 185299.8431 | 213573.0696 | 246160.252 |  | 121021 | 0 | 0 | 0 | 0 | 0 | 0 | 0
7 | Upah Pasang Konst. JTM 3 Fasa C1-A | Upah Pasang Konst. JTM 3 Fasa CC1-A (Sudut 0⁰-10⁰) | JASA | Unit | 93300 | 111000 | 136764 | 0.23211 | 168508.0333 | 207620.1141 | 255810.426 | 315186.1 | 388343.3494 |  | 136764 | 0 | 0 | 0 | 0 | 0 | 0 | 0
8 | Upah Pasang Konst. JTM 3 Fasa C1-A' | Upah Pasang Konst. JTM 3 Fasa CC1-A' (Sudut 0⁰-10⁰ Tanpa Netral) | JASA | Unit | 94400 | 94400 | 134809 | 0.42806 | 192515.5348 | 274924.0119 | 392608.3805 | 560668.8895 | 800669.6221 |  | 134809 | 0 | 0 | 0 | 0 | 0 | 0 | 0
9 | Upah Pasang Konst. JTM 3 Fasa C2 | Upah Pasang Konst. JTM 3 Fasa CC2 (Sudut 10⁰-20⁰) | JASA | Unit | 89400 | 106300 | 133826 | 0.25895 | 168479.758 | 212106.9811 | 267031.3157 | 336178.1077 | 423230.2112 |  | 133826 | 0 | 0 | 0 | 0 | 0 | 0 | 0
10 | Upah Pasang Konst. JTM 3 Fasa C2' | Upah Pasang Konst. JTM 3 Fasa CC2' (Sudut 10⁰-20⁰ Tanpa Netral) | JASA | Unit | 82500 | 82500 | 118089 | 0.43138 | 169030.4475 | 241947.1093 | 346318.6932 | 495714.2808 | 709556.4085 |  | 118089 | 0 | 0 | 0 | 0 | 0 | 0 | 0
11 | Upah Pasang Konst. JTM 3 Fasa C2-N | Upah Pasang Konst. JTM 3 Fasa CC2-N (Sudut 0⁰-5⁰ Netral Di Atas) | JASA | Unit | 102000 | 121300 | 141694 | 0.16813 | 165516.8148 | 193344.9263 | 225851.7394 | 263823.8776 | 308180.2186 |  | 141694 | 0 | 0 | 0 | 0 | 0 | 0 | 0
12 | Upah Pasang Konst. JTM 3 Fasa C2-1 | Upah Pasang Konst. JTM 3 Fasa CC2-1 (Sudut 10⁰-30⁰) | JASA | Unit | 87600 | 104200 | 197785 | 0.89813 | 375421.3649 | 712598.0294 | 1352602.699 | 2567413.8659 | 4873281.684 |  | 197785 | 0 | 0 | 0 | 0 | 0 | 0 | 0
13 | Upah Pasang Konst. JTM 3 Fasa C2-1' | Upah Pasang Konst. JTM 3 Fasa CC2-1' (Sudut 10⁰-30⁰ Tanpa Netral) | JASA | Unit | 106900 | 106900 | 188605 | 0.76431 | 332758.148 | 587089.3406 | 1035809.0279 | 1827490.755 | 3224264.6758 |  | 188605 | 0 | 0 | 0 | 0 | 0 | 0 | 0
14 | Upah Pasang Konst. JTM 3 Fasa C 2-1N | Upah Pasang Konst. JTM 3 Fasa CC2-1N (Sudut 0⁰-5⁰ Netral Di Atas) | JASA | Unit | 87600 | 104200 | 208931 | 1.0051 | 418926.706 | 839988.2495 | 1684257.0534 | 3377097.0291 | 6771403.6409 |  | 208931 | 0 | 0 | 0 | 0 | 0 | 0 | 0
15 | Upah Pasang Konst. JTM 3 Fasa C2-A | Upah Pasang Konst. JTM 3 Fasa CC2-A (Sudut 10⁰-25⁰) | JASA | Unit | 111100 | 132200 | 231238 | 0.74915 | 404470.5949 | 707480.8731 | 1237492.1492 | 2164562.8563 | 3786151.1783 |  | 231238 | 0 | 0 | 0 | 0 | 0 | 0 | 0
16 | Upah Pasang Konst. JTM 3 Fasa C2-A' | Upah Pasang Konst. JTM 3 Fasa CC2-A' (Sudut 10⁰-25⁰ Tanpa Netral) | JASA | Unit | 109200 | 109200 | 214846 | 0.96745 | 422699.6677 | 831642.2419 | 1636218.032 | 3219184.0596 | 6333597.2388 |  | 214846 | 0 | 0 | 0 | 0 | 0 | 0 | 0
17 | Upah Pasang Konst. JTM 3 Fasa C3 | Upah Pasang Konst. JTM 3 Fasa CC3 (Sudut 30⁰-60⁰) | JASA | Unit | 96900 | 96900 | 200118 | 1.0652 | 413283.9414 | 853514.5076 | 1762679.2182 | 3640287.3042 | 7517925.8488 |  | 200118 | 0 | 0 | 0 | 0 | 0 | 0 | 0
18 | Upah Pasang Konst. JTM 3 Fasa C3' | Upah Pasang Konst. JTM 3 Fasa CC3' (Sudut 30⁰-60⁰ Tanpa Netral) | JASA | Unit | 104400 | 104400 | 177825 | 0.7033 | 302890.1401 | 515914.1682 | 878758.9747 | 1496794.2019 | 2549496.4459 |  | 177825 | 0 | 0 | 0 | 0 | 0 | 0 | 0
19 | Upah Pasang Konst. JTM 3 Fasa C3-VN | Upah Pasang Konst. JTM 3 Fasa CC3-VN (Sudut 30⁰-60⁰ Vertikal Netral Di Atas) | JASA | Unit | 107700 | 128100 | 202085 | 0.57756 | 318800.5248 | 502925.8708 | 793394.025 | 1251623.9777 | 1974507.6622 |  | 202085 | 0 | 0 | 0 | 0 | 0 | 0 | 0
20 | Upah Pasang Konst. JTM 3 Fasa C4-1 | Upah Pasang Konst. JTM 3 Fasa CC4-1 (Sudut 30⁰-60⁰ Vertikal) | JASA | Unit | 194600 | 214400 | 333359 | 0.55485 | 518321.9351 | 805910.83 | 1253067.2966 | 1948326.7767 | 3029348.2553 |  | 333359 | 0 | 0 | 0 | 0 | 0 | 0 | 0
21 | Upah Pasang Konst. JTM 3 Fasa C5-1 | Upah Pasang Konst. JTM 3 Fasa CC5-1 (Single Dead End Vertikal) | JASA | Unit | 106600 | 122500 | 171923 | 0.40345 | 241285.8606 | 338633.3798 | 475256.0534 | 666999.5631 | 936102.5786 |  | 171923 | 0 | 0 | 0 | 0 | 0 | 0 | 0
22 | Upah Pasang Konst. JTM 3 Fasa C7 | Upah Pasang Konst. JTM 3 Fasa CC7 (Single Dead End) | JASA | Unit | 113200 | 134700 | 218478 | 0.62196 | 354362.5574 | 574761.8621 | 932240.6986 | 1512057.0404 | 2452495.9026 |  | 218478 | 0 | 0 | 0 | 0 | 0 | 0 | 0
23 | Upah Pasang Konst. JTM 3 Fasa C7' | Upah Pasang Konst. JTM 3 Fasa CC7' (Single Dead End Tanpa Netral) | JASA | Unit | 103500 | 103500 | 192250 | 0.85749 | 357102.0531 | 663312.7509 | 1232095.4237 | 2288602.3692 | 4251051.2607 |  | 192250 | 0 | 0 | 0 | 0 | 0 | 0 | 0
24 | Upah Pasang Konst. JTM 3 Fasa C7-1 | Upah Pasang Konst. JTM 3 Fasa CC7-1 (Single Dead End Long Span) | JASA | Unit | 133200 | 158500 | 234870 | 0.48183 | 348037.3306 | 515732.0368 | 764227.0252 | 1132454.2675 | 1678104.3143 |  | 234870 | 0 | 0 | 0 | 0 | 0 | 0 | 0
25 | Upah Pasang Konst. JTM 3 Fasa C7-1' | Upah Pasang Konst. JTM 3 Fasa CC7-1' (Single Dead End Long Span Tanpa Netral) | JASA | Unit | 108700 | 108700 | 208642 | 0.91943 | 400473.6354 | 768680.9589 | 1475429.003 | 2831982.1346 | 5435790.4005 |  | 208642 | 0 | 0 | 0 | 0 | 0 | 0 | 0
26 | Upah Pasang Konst. JTM 3 Fasa C7-N | Upah Pasang Konst. JTM 3 Fasa CC7-N (Single Dead End Netral Di Atas) | JASA | Unit | 113200 | 134700 | 220117 | 0.63413 | 359699.285 | 587794.5621 | 960531.3707 | 1569630.911 | 2564977.3366 |  | 220117 | 0 | 0 | 0 | 0 | 0 | 0 | 0
27 | Upah Pasang Konst. JTM 3 Fasa C8 | Upah Pasang Konst. JTM 3 Fasa CC8 (Double Dead End) | JASA | Unit | 214300 | 254900 | 431439 | 0.69258 | 730245.6286 | 1236000.1716 | 2092030.9064 | 3540932.6097 | 5993316.6897 |  | 431439 | 0 | 0 | 0 | 0 | 0 | 0 | 0
28 | Upah Pasang Konst. JTM 3 Fasa C8' | Upah Pasang Konst. JTM 3 Fasa CC8' (Double Dead End Tanpa Netral) | JASA | Unit | 218400 | 218400 | 375705 | 0.72026 | 646310.6549 | 1111823.0064 | 1912625.7445 | 3290215.4549 | 5660029.2925 |  | 375705 | 0 | 0 | 0 | 0 | 0 | 0 | 0
29 | Upah Pasang Konst. JTM 3 Fasa C8-A | Upah Pasang Konst. JTM 3 Fasa CC8-A (Double Dead End Sudut 60⁰-90⁰) | JASA | Unit | 197500 | 197500 | 468142 | 1.3703 | 1109655.3527 | 2630259.626 | 6234607.6043 | 14778135.0535 | 35029193.4189 |  | 468142 | 0 | 0 | 0 | 0 | 0 | 0 | 0
30 | Upah Pasang Konst. JTM 3 Fasa C8-A' | Upah Pasang Konst. JTM 3 Fasa CC8-A' (Double Dead End Sudut 60⁰-90⁰ Tanpa Netral) | JASA | Unit | 222500 | 222500 | 409457 | 0.84026 | 753505.7746 | 1386643.6582 | 2551779.5612 | 4695928.1069 | 8641710.7184 |  | 409457 | 0 | 0 | 0 | 0 | 0 | 0 | 0
31 | Upah Pasang Konst. JTM 3 Fasa C8-AN | Upah Pasang Konst. JTM 3 Fasa CC8-AN (Double Dead End Sudut 60⁰-90⁰ Netral Di Atas) | JASA | Unit | 219500 | 261100 | 468142 | 0.79296 | 839360.1385 | 1504939.6169 | 2698297.3654 | 4837940.7325 | 8674236.8839 |  | 468142 | 0 | 0 | 0 | 0 | 0 | 0 | 0
32 | Upah Pasang Konst. JTM 3 Fasa C9 | Upah Pasang Konst. JTM 3 Fasa CC9 (Alley Arm Cross Arm Pendek) | JASA | Unit | 93500 | 111200 | 113489 | 0.020585 | 115825.118 | 118209.3239 | 120642.6075 | 123125.9792 | 125660.4699 |  | 113489 | 0 | 0 | 0 | 0 | 0 | 0 | 0
33 | Upah Pasang Konst. JTM 3 Fasa C9' | Upah Pasang Konst. JTM 3 Fasa CC9' (Alley Arm Cross Arm Pendek Tanpa Netral) | JASA | Unit | 89800 | 89800 | 131846 | 0.46822 | 193578.7051 | 284215.7901 | 417290.8136 | 612673.9934 | 899539.1463 |  | 131846 | 0 | 0 | 0 | 0 | 0 | 0 | 0
34 | Upah Pasang Konst. JTM 3 Fasa C9-N | Upah Pasang Konst. JTM 3 Fasa CC9-N (Alley Arm Cross Arm Pendek Netral Di Atas) | JASA | Unit | 93500 | 111200 | 150199 | 0.35071 | 202875.3561 | 274025.8598 | 370129.5874 | 499937.8948 | 675271.3297 |  | 150199 | 0 | 0 | 0 | 0 | 0 | 0 | 0
35 | Upah Pasang Konst. JTM 3 Fasa C10 | Upah Pasang Konst. JTM 3 Fasa CC10 (Alley Arm Cross Arm Panjang) | JASA | Unit | 113300 | 134800 | 135774 | 0.0072255 | 136755.0377 | 137743.1638 | 138738.4297 | 139740.8869 | 140750.5874 |  | 135774 | 0 | 0 | 0 | 0 | 0 | 0 | 0
36 | Upah Pasang Konst. JTM 3 Fasa C10' | Upah Pasang Konst. JTM 3 Fasa CC10' (Alley Arm Cross Arm Panjang Tanpa Netral) | JASA | Unit | 102600 | 102600 | 116759 | 0.138 | 132871.9696 | 151208.5604 | 172075.6365 | 195822.4098 | 222846.284 |  | 116759 | 0 | 0 | 0 | 0 | 0 | 0 | 0
37 | Upah Pasang Konst. JTM 3 Fasa C10-N | Upah Pasang Konst. JTM 3 Fasa CC10-N (Alley Arm Cross Arm Panjang Netral Di Atas) | JASA | Unit | 113300 | 134800 | 125938 | -0.065742 | 134217.3958 | 143041.0943 | 152444.879 | 162466.8859 | 173147.7578 |  | 125938 | 0 | 0 | 0 | 0 | 0 | 0 | 0
38 | Upah Pasang Konst. JTM 3 Fasa C11 | Upah Pasang Konst. JTM 3 Fasa CC11 (Alley Arm Double Cross Arm) | JASA | Unit | 114600 | 136300 | 218111 | 0.60023 | 349027.2071 | 558522.9138 | 893763.6923 | 1430225.1848 | 2288685.5854 |  | 218111 | 0 | 0 | 0 | 0 | 0 | 0 | 0
39 | Upah Pasang Konst. JTM 3 Fasa C11' | Upah Pasang Konst. JTM 3 Fasa CC11' (Alley Arm Double Cross Arm Netral DI Atas) | JASA | Unit | 109700 | 109700 | 202375 | 0.8448 | 373342.2117 | 688743.2096 | 1270596.2356 | 2344001.0318 | 4324222.505 |  | 202375 | 0 | 0 | 0 | 0 | 0 | 0 | 0
40 | Upah Pasang Konst. JTM 3 Fasa C11-N | Upah Pasang Konst. JTM 3 Fasa CC11-N (Alley Arm Double Dead End) | JASA | Unit | 118400 | 140800 | 420942 | 1.9896 | 1258467.0978 | 3762369.7235 | 11248149.4044 | 33627972.3478 | 100535695.5684 |  | 420942 | 0 | 0 | 0 | 0 | 0 | 0 | 0
41 | Upah Pasang Konst. JTM C 7 - A' |  | JASA | Unit | 111100 | 111100 | 111100 | 0.0072255 | 111902.7552 | 112711.3107 | 113525.7085 | 114345.9907 | 115172.1998 |  | 111100 | 0 | 0 | 0 | 0 | 0 | 0 | 0
42 | Upah Pasang Konst. JTM C 8-N |  | JASA | Unit | 197500 | 197500 | 197500 | 0.0072255 | 198927.0401 | 200364.3912 | 201812.128 | 203270.3254 | 204739.0591 |  | 197500 | 0 | 0 | 0 | 0 | 0 | 0 | 0
43 | Upah Pasang Konst. JTM C 8 - B' |  | JASA | Unit | 173300 | 173300 | 173300 | 0.0072255 | 174552.1825 | 175813.4127 | 177083.7559 | 178363.278 | 179652.0453 |  | 173300 | 0 | 0 | 0 | 0 | 0 | 0 | 0
44 | Upah Pasang Konst. JTM C 8 - C' |  | JASA | Unit | 279500 | 279500 | 279500 | 0.0072255 | 281519.5326 | 283553.6575 | 285602.4799 | 287666.1061 | 289744.6431 |  | 279500 | 0 | 0 | 0 | 0 | 0 | 0 | 0
45 | Upah Pasang Konst. JTM 3 Fasa SC1 (Sudut 0⁰-10⁰) | Upah Pasang Konst. JTM 3 Fasa SC1 (Sudut 0⁰-10⁰) | JASA | Unit |  |  | 127269 | 0.28037 | 162951.6938 | 208638.8241 | 267135.3572 | 342032.6939 | 437929.1642 |  | 127269 | 0 | 0 | 0 | 0 | 0 | 0 | 0
46 | Upah Pasang Konst. JTM 3 Fasa SC1' (Sudut 0⁰-10⁰ Tanpa Netral) | Upah Pasang Konst. JTM 3 Fasa SC1' (Sudut 0⁰-10⁰ Tanpa Netral) | JASA | Unit |  |  | 118089 | 0.45251 | 171525.3619 | 249142.1705 | 361881.301 | 525635.928 | 763491.0345 |  | 118089 | 0 | 0 | 0 | 0 | 0 | 0 | 0
47 | Upah Pasang Konst. JTM 3 Fasa SC1-N (Sudut 0⁰-5⁰ Netral Di Atas) | Upah Pasang Konst. JTM 3 Fasa SC1-N (Sudut 0⁰-5⁰ Netral Di Atas) | JASA | Unit |  |  | 133826 | 0.37273 | 183706.4776 | 252178.724 | 346172.3814 | 475199.9524 | 652319.5 |  | 133826 | 0 | 0 | 0 | 0 | 0 | 0 | 0
48 | Upah Pasang Konst. JTM 3 Fasa SC1-1 (Sudut 0⁰-10⁰) | Upah Pasang Konst. JTM 3 Fasa SC1-1 (Sudut 0⁰-10⁰) | JASA | Unit |  |  | 116824 | 0.2212 | 142665.5631 | 174223.3008 | 212761.6356 | 259824.6812 | 317298.1104 |  | 116824 | 0 | 0 | 0 | 0 | 0 | 0 | 0
49 | Upah Pasang Konst. JTM 3 Fasa SC1-1' (Sudut 0⁰-10⁰ Tanpa Netral) | Upah Pasang Konst. JTM 3 Fasa SC1-1' (Sudut 0⁰-10⁰ Tanpa Netral) | JASA | Unit |  |  | 111513 | 0.31733 | 146899.0039 | 193513.9163 | 254920.9649 | 335814.0828 | 442376.7119 |  | 111513 | 0 | 0 | 0 | 0 | 0 | 0 | 0
50 | Upah Pasang Konst. JTM 3 Fasa SC1-1N (Sudut 0⁰-5⁰ Netral Di Atas) | Upah Pasang Konst. JTM 3 Fasa SC1-1N (Sudut 0⁰-5⁰ Netral Di Atas) | JASA | Unit |  |  | 120693 | 0.15258 | 139108.4529 | 160333.7531 | 184797.6299 | 212994.2282 | 245493.0904 |  | 120693 | 0 | 0 | 0 | 0 | 0 | 0 | 0
51 | Upah Pasang Konst. JTM 3 Fasa SC1-A (Sudut 0⁰-10⁰) | Upah Pasang Konst. JTM 3 Fasa SC1-A (Sudut 0⁰-10⁰) | JASA | Unit |  |  | 135124 | 0.23211 | 166487.376 | 205130.4459 | 252742.8856 | 311406.5586 | 383686.5457 |  | 135124 | 0 | 0 | 0 | 0 | 0 | 0 | 0
52 | Upah Pasang Konst. JTM 3 Fasa SC1-A' (Sudut 0⁰-10⁰ Tanpa Netral) | Upah Pasang Konst. JTM 3 Fasa SC1-A' (Sudut 0⁰-10⁰ Tanpa Netral) | JASA | Unit |  |  | 133826 | 0.42806 | 191111.7504 | 272919.3215 | 389745.5595 | 556580.6052 | 794831.301 |  | 133826 | 0 | 0 | 0 | 0 | 0 | 0 | 0
53 | Upah Pasang Konst. JTM 3 Fasa SC2 (Sudut 10⁰-20⁰) | Upah Pasang Konst. JTM 3 Fasa SC2 (Sudut 10⁰-20⁰) | JASA | Unit |  |  | 133826 | 0.25895 | 168479.758 | 212106.9811 | 267031.3157 | 336178.1077 | 423230.2112 |  | 133826 | 0 | 0 | 0 | 0 | 0 | 0 | 0
54 | Upah Pasang Konst. JTM 3 Fasa SC2' (Sudut 10⁰-20⁰ Tanpa Netral) | Upah Pasang Konst. JTM 3 Fasa SC2' (Sudut 10⁰-20⁰ Tanpa Netral) | JASA | Unit |  |  | 118089 | 0.43138 | 169030.4475 | 241947.1093 | 346318.6932 | 495714.2808 | 709556.4085 |  | 118089 | 0 | 0 | 0 | 0 | 0 | 0 | 0
55 | Upah Pasang Konst. JTM 3 Fasa SC2-N (Sudut 0⁰-5⁰ Netral Di Atas) | Upah Pasang Konst. JTM 3 Fasa SC2-N (Sudut 0⁰-5⁰ Netral Di Atas) | JASA | Unit |  |  | 140383 | 0.16813 | 163985.3982 | 191556.0347 | 223762.084 | 261382.8914 | 305328.8328 |  | 140383 | 0 | 0 | 0 | 0 | 0 | 0 | 0
56 | Upah Pasang Konst. JTM 3 Fasa SC2-1 (Sudut 10⁰-30⁰) | Upah Pasang Konst. JTM 3 Fasa SC2-1 (Sudut 10⁰-30⁰) | JASA | Unit |  |  | 197785 | 0.89813 | 375421.3649 | 712598.0294 | 1352602.699 | 2567413.8659 | 4873281.684 |  | 197785 | 0 | 0 | 0 | 0 | 0 | 0 | 0
57 | Upah Pasang Konst. JTM 3 Fasa SC2-1' (Sudut 10⁰-30⁰ Tanpa Netral) | Upah Pasang Konst. JTM 3 Fasa SC2-1' (Sudut 10⁰-30⁰ Tanpa Netral) | JASA | Unit |  |  | 188605 | 0.76431 | 332758.148 | 587089.3406 | 1035809.0279 | 1827490.755 | 3224264.6758 |  | 188605 | 0 | 0 | 0 | 0 | 0 | 0 | 0
58 | Upah Pasang Konst. JTM 3 Fasa SC2-1N (Sudut 0⁰-5⁰ Netral Di Atas) | Upah Pasang Konst. JTM 3 Fasa SC2-1N (Sudut 0⁰-5⁰ Netral Di Atas) | JASA | Unit |  |  | 205653 | 1.0051 | 412354.0014 | 826809.3461 | 1657832.0872 | 3324112.4358 | 6665164.4464 |  | 205653 | 0 | 0 | 0 | 0 | 0 | 0 | 0
59 | Upah Pasang Konst. JTM 3 Fasa SC2-A (Sudut 10⁰-25⁰) | Upah Pasang Konst. JTM 3 Fasa SC2-A (Sudut 10⁰-25⁰) | JASA | Unit |  |  | 230910 | 0.74915 | 403896.8728 | 706477.3454 | 1235736.826 | 2161492.5278 | 3780780.7046 |  | 230910 | 0 | 0 | 0 | 0 | 0 | 0 | 0
60 | Upah Pasang Konst. JTM 3 Fasa SC2-A' (Sudut 10⁰-25⁰ Tanpa Netral) | Upah Pasang Konst. JTM 3 Fasa SC2-A' (Sudut 10⁰-25⁰ Tanpa Netral) | JASA | Unit |  |  | 215173 | 0.96745 | 423343.0253 | 832908.0184 | 1638708.3893 | 3224083.7235 | 6343237.1031 |  | 215173 | 0 | 0 | 0 | 0 | 0 | 0 | 0
61 | Upah Pasang Konst. JTM 3 Fasa SC3 (Sudut 30⁰-60⁰) | Upah Pasang Konst. JTM 3 Fasa SC3 (Sudut 30⁰-60⁰) | JASA | Unit |  |  | 203069 | 1.0652 | 419378.3503 | 866100.6883 | 1788672.2141 | 3693968.0717 | 7628787.4363 |  | 203069 | 0 | 0 | 0 | 0 | 0 | 0 | 0
62 | Upah Pasang Konst. JTM 3 Fasa SC3' (Sudut 30⁰-60⁰ Tanpa Netral) | Upah Pasang Konst. JTM 3 Fasa SC3' (Sudut 30⁰-60⁰ Tanpa Netral) | JASA | Unit |  |  | 176841 | 0.7033 | 301214.0884 | 513059.3416 | 873896.3354 | 1488511.6461 | 2535388.7305 |  | 176841 | 0 | 0 | 0 | 0 | 0 | 0 | 0
63 | Upah Pasang Konst. JTM 3 Fasa SC3-VN (Sudut 30⁰-60⁰ Vertikal Netral Di Atas) | Upah Pasang Konst. JTM 3 Fasa SC3-VN (Sudut 30⁰-60⁰ Vertikal Netral Di Atas) | JASA | Unit |  |  | 197823 | 0.57756 | 312076.9786 | 492319.0961 | 776661.2376 | 1225227.0586 | 1932865.0284 |  | 197823 | 0 | 0 | 0 | 0 | 0 | 0 | 0
64 | Upah Pasang Konst. JTM 3 Fasa SC4-1 (Sudut 30⁰-60⁰ Vertikal) | Upah Pasang Konst. JTM 3 Fasa SC4-1 (Sudut 30⁰-60⁰ Vertikal) | JASA | Unit |  |  | 340571 | 0.55485 | 529535.485 | 823346.1742 | 1280176.5732 | 1990477.5292 | 3094886.1878 |  | 340571 | 0 | 0 | 0 | 0 | 0 | 0 | 0
65 | Upah Pasang Konst. JTM 3 Fasa SC5-1 (Single Dead End Vertikal) | Upah Pasang Konst. JTM 3 Fasa SC5-1 (Single Dead End Vertikal) | JASA | Unit |  |  | 175858 | 0.40345 | 246808.4484 | 346384.0725 | 486133.7869 | 682265.9514 | 957528.2381 |  | 175858 | 0 | 0 | 0 | 0 | 0 | 0 | 0
66 | Upah Pasang Konst. JTM 3 Fasa SC7 (Single Dead End) | Upah Pasang Konst. JTM 3 Fasa SC7 (Single Dead End) | JASA | Unit |  |  | 215199 | 0.62196 | 349044.1509 | 566135.6198 | 918249.2795 | 1489363.5196 | 2415687.9216 |  | 215199 | 0 | 0 | 0 | 0 | 0 | 0 | 0
67 | Upah Pasang Konst. JTM 3 Fasa SC7' (Single Dead End Tanpa Netral) | Upah Pasang Konst. JTM 3 Fasa SC7' (Single Dead End Tanpa Netral) | JASA | Unit |  |  | 193561 | 0.85749 | 359537.2198 | 667836.0436 | 1240497.3852 | 2304208.9112 | 4280040.224 |  | 193561 | 0 | 0 | 0 | 0 | 0 | 0 | 0
68 | Upah Pasang Konst. JTM 3 Fasa SC7-1 (Single Dead End Long Span) | Upah Pasang Konst. JTM 3 Fasa SC7-1 (Single Dead End Long Span) | JASA | Unit |  |  | 236181 | 0.48183 | 349980.0093 | 518610.7557 | 768492.7962 | 1138775.4135 | 1687471.1758 |  | 236181 | 0 | 0 | 0 | 0 | 0 | 0 | 0
69 | Upah Pasang Konst. JTM 3 Fasa SC7-1' (Single Dead End Long Span Tanpa Netral) | Upah Pasang Konst. JTM 3 Fasa SC7-1' (Single Dead End Long Span Tanpa Netral) | JASA | Unit |  |  | 209954 | 0.91943 | 402991.927 | 773514.6425 | 1484706.9185 | 2849790.4405 | 5469972.1904 |  | 209954 | 0 | 0 | 0 | 0 | 0 | 0 | 0
70 | Upah Pasang Konst. JTM 3 Fasa SC7-N (Single Dead End Netral Di Atas) | Upah Pasang Konst. JTM 3 Fasa SC7-N (Single Dead End Netral Di Atas) | JASA | Unit |  |  | 221428 | 0.63413 | 361841.6264 | 591295.4215 | 966252.222 | 1578979.5126 | 2580254.1452 |  | 221428 | 0 | 0 | 0 | 0 | 0 | 0 | 0
71 | Upah Pasang Konst. JTM 3 Fasa SC8 (Double Dead End) | Upah Pasang Konst. JTM 3 Fasa SC8 (Double Dead End) | JASA | Unit |  |  | 433734 | 0.69258 | 734130.1029 | 1242574.9606 | 2103159.272 | 3559768.2744 | 6025197.5855 |  | 433734 | 0 | 0 | 0 | 0 | 0 | 0 | 0
72 | Upah Pasang Konst. JTM 3 Fasa SC8' (Double Dead End Tanpa Netral) | Upah Pasang Konst. JTM 3 Fasa SC8' (Double Dead End Tanpa Netral) | JASA | Unit |  |  | 368165 | 0.72026 | 633339.887 | 1089509.9004 | 1874241.3788 | 3224184.328 | 5546438.5209 |  | 368165 | 0 | 0 | 0 | 0 | 0 | 0 | 0
73 | Upah Pasang Konst. JTM 3 Fasa SC8-A (Double Dead End Sudut 60⁰-90⁰) | Upah Pasang Konst. JTM 3 Fasa SC8-A (Double Dead End Sudut 60⁰-90⁰) | JASA | Unit |  |  | 470437 | 1.3703 | 1115095.2813 | 2643154.1021 | 6265171.887 | 14850582.7723 | 35200919.0895 |  | 470437 | 0 | 0 | 0 | 0 | 0 | 0 | 0
74 | Upah Pasang Konst. JTM 3 Fasa SC8-A' (Double Dead End Sudut 60⁰-90⁰ Tanpa Netral) | Upah Pasang Konst. JTM 3 Fasa SC8-A' (Double Dead End Sudut 60⁰-90⁰ Tanpa Netral) | JASA | Unit |  |  | 411424 | 0.84026 | 757125.5585 | 1393304.9879 | 2564038.1143 | 4718486.985 | 8683224.8334 |  | 411424 | 0 | 0 | 0 | 0 | 0 | 0 | 0
75 | Upah Pasang Konst. JTM 3 Fasa SC8-AN (Double Dead End Sudut 60⁰-90⁰ Netral Di Atas) | Upah Pasang Konst. JTM 3 Fasa SC8-AN (Double Dead End Sudut 60⁰-90⁰ Netral Di Atas) | JASA | Unit |  |  | 470437 | 0.79296 | 843474.983 | 1512317.3707 | 2711525.387 | 4861658.0532 | 8716761.1044 |  | 470437 | 0 | 0 | 0 | 0 | 0 | 0 | 0
76 | Upah Pasang Konst. JTM 3 Fasa SC9 (Alley Arm Cross Arm Pendek) | Upah Pasang Konst. JTM 3 Fasa SC9 (Alley Arm Cross Arm Pendek) | JASA | Unit |  |  | 141026 | 0.020585 | 143928.9543 | 146891.6645 | 149915.3607 | 153001.2983 | 156150.7585 |  | 141026 | 0 | 0 | 0 | 0 | 0 | 0 | 0
77 | Upah Pasang Konst. JTM 3 Fasa SC9' (Alley Arm Cross Arm Pendek Tanpa Netral) | Upah Pasang Konst. JTM 3 Fasa SC9' (Alley Arm Cross Arm Pendek Tanpa Netral) | JASA | Unit |  |  | 125289 | 0.46822 | 183951.5979 | 270081.0956 | 396537.9969 | 582204.329 | 854803.0285 |  | 125289 | 0 | 0 | 0 | 0 | 0 | 0 | 0
78 | Upah Pasang Konst. JTM 3 Fasa SC9-N (Alley Arm Cross Arm Pendek Netral Di Atas) | Upah Pasang Konst. JTM 3 Fasa SC9-N (Alley Arm Cross Arm Pendek Netral Di Atas) | JASA | Unit |  |  | 130528 | 0.35071 | 176305.5312 | 238137.7202 | 321655.1028 | 434462.9028 | 586833.5749 |  | 130528 | 0 | 0 | 0 | 0 | 0 | 0 | 0
79 | Upah Pasang Konst. JTM 3 Fasa SC10 (Alley Arm Cross Arm Panjang) | Upah Pasang Konst. JTM 3 Fasa SC10 (Alley Arm Cross Arm Panjang) | JASA | Unit |  |  | 130528 | 0.0072255 | 131471.1326 | 132421.0798 | 133377.8909 | 134341.6154 | 135312.3033 |  | 130528 | 0 | 0 | 0 | 0 | 0 | 0 | 0
80 | Upah Pasang Konst. JTM 3 Fasa SC10' (Alley Arm Cross Arm Panjang Tanpa Netral) | Upah Pasang Konst. JTM 3 Fasa SC10' (Alley Arm Cross Arm Panjang Tanpa Netral) | JASA | Unit |  |  | 114792 | 0.138 | 130633.5198 | 148661.2001 | 169176.7355 | 192523.4548 | 219092.0669 |  | 114792 | 0 | 0 | 0 | 0 | 0 | 0 | 0
81 | Upah Pasang Konst. JTM 3 Fasa SC10-N (Alley Arm Cross Arm Panjang Netral Di Atas) | Upah Pasang Konst. JTM 3 Fasa SC10-N (Alley Arm Cross Arm Panjang Netral Di Atas) | JASA | Unit |  |  | 123971 | -0.065742 | 132121.0816 | 140806.9646 | 150063.8735 | 159929.3486 | 170443.3982 |  | 123971 | 0 | 0 | 0 | 0 | 0 | 0 | 0
82 | Upah Pasang Konst. JTM 3 Fasa SC11 (Alley Arm Double Cross Arm) | Upah Pasang Konst. JTM 3 Fasa SC11 (Alley Arm Double Cross Arm) | JASA | Unit |  |  | 200407 | 0.60023 | 320696.7805 | 513187.7878 | 821217.1797 | 1314134.2647 | 2102913.7096 |  | 200407 | 0 | 0 | 0 | 0 | 0 | 0 | 0
83 | Upah Pasang Konst. JTM 3 Fasa SC11' (Alley Arm Double Cross Arm Netral DI Atas) | Upah Pasang Konst. JTM 3 Fasa SC11' (Alley Arm Double Cross Arm Netral DI Atas) | JASA | Unit |  |  | 189589 | 0.8448 | 349754.5476 | 645228.5923 | 1190320.2951 | 2195907.6546 | 4051019.2489 |  | 189589 | 0 | 0 | 0 | 0 | 0 | 0 | 0
84 | Upah Pasang Konst. JTM 3 Fasa SC11-N (Alley Arm Double Dead End) | Upah Pasang Konst. JTM 3 Fasa SC11-N (Alley Arm Double Dead End) | JASA | Unit |  |  | 409140 | 1.9896 | 1223183.3088 | 3656883.7243 | 10932783.7263 | 32685140.9609 | 97716964.5339 |  | 409140 | 0 | 0 | 0 | 0 | 0 | 0 | 0
[13 empty] | 0 |  | 0 | 0 | 0 | 0 | 0 | 0 | 0 | 0
+ | KONSTRUKSI JTM DOUBLE CIRCUIT | [11 empty] | 0 |  | 0 | 0 | 0 | 0 | 0 | 0 | 0 | 0
1 | Upah Pasang Konst. JTM Double Circuit DC-C1V | Upah Pasang Konst. JTM Double Circuit DC-C1V (Tarikan Lurus 0⁰-10⁰ Vertikal) | JASA | Unit | 166200 | 197700 | 204708 | 0.035448 | 211964.4171 | 219478.0572 | 227258.0381 | 235313.801 | 243655.1218 |  | 204708 | 0 | 0 | 0 | 0 | 0 | 0 | 0
2 | Upah Pasang Konst. JTM Double Circuit DC-C1-1V | Upah Pasang Konst. JTM Double Circuit DC-C1-1V (Tarikan Lurus 0⁰-10⁰ (4-2)) | JASA | Unit | 169000 | 201000 | 199096 | -0.0094726 | 200981.9641 | 202885.7933 | 204807.6567 | 206747.7252 | 208706.1713 |  | 199096 | 0 | 0 | 0 | 0 | 0 | 0 | 0
3 | Upah Pasang Konst. JTM Double Circuit DC1-C1-1VN | Upah Pasang Konst. JTM Double Circuit DC-C1-1VN (Tarikan Lurus 0⁰-10⁰ (4-2) - Netral Di Tengah) | JASA | Unit | 169000 | 201000 | 199096 | -0.0094726 | 200981.9641 | 202885.7933 | 204807.6567 | 206747.7252 | 208706.1713 |  | 199096 | 0 | 0 | 0 | 0 | 0 | 0 | 0
4 | Upah Pasang Konst. JTM Double Circuit DC-C1-1H | Upah Pasang Konst. JTM Double Circuit DC-C1-1H (Tarikan Lurus 0⁰-10⁰ (3-3)) | JASA | Unit | 177200 | 210800 | 213528 | 0.012941 | 216291.3035 | 219090.3675 | 221925.6546 | 224797.6336 | 227706.7795 |  | 213528 | 0 | 0 | 0 | 0 | 0 | 0 | 0
5 | Upah Pasang Konst. JTM Double Circuit DC-C1-AHN | Upah Pasang Konst. JTM Double Circuit DC-C1-AHN (Tarikan Lurus 0⁰-10⁰ (3-3) - Netral Di Tengah) | JASA | Unit | 177200 | 210800 | 213528 | 0.012941 | 216291.3035 | 219090.3675 | 221925.6546 | 224797.6336 | 227706.7795 |  | 213528 | 0 | 0 | 0 | 0 | 0 | 0 | 0
6 | Upah Pasang Konst. JTM Double Circuit DC-C2-1V | Upah Pasang Konst. JTM Double Circuit DC-C2-1V (Sudut 5⁰-30⁰ (4-2)) | JASA | Unit | 215500 | 256400 | 377541 | 0.47247 | 555917.3427 | 818570.9419 | 1205320.1715 | 1774796.345 | 2613332.2422 |  | 377541 | 0 | 0 | 0 | 0 | 0 | 0 | 0
7 | Upah Pasang Konst. JTM Double Circuit DC-C2-AH | Upah Pasang Konst. JTM Double Circuit DC-C2-AH (Sudut 10⁰-30⁰ (3-3)) | JASA | Unit | 213100 | 253500 | 395257 | 0.5592 | 616284.4026 | 960910.1543 | 1498250.3544 | 2336070.7705 | 3642399.7023 |  | 395257 | 0 | 0 | 0 | 0 | 0 | 0 | 0
8 | Upah Pasang Konst. JTM Double Circuit DC-C2-AHN | Upah Pasang Konst. JTM Double Circuit DC-C2-AHN (Sudut 10⁰-30⁰ (3-3) - Netral Di Tengah) | JASA | Unit | 213100 | 253500 | 395257 | 0.5592 | 616284.4026 | 960910.1543 | 1498250.3544 | 2336070.7705 | 3642399.7023 |  | 395257 | 0 | 0 | 0 | 0 | 0 | 0 | 0
9 | Upah Pasang Konst. JTM Double Circuit DC-C2-ABN | Upah Pasang Konst. JTM Double Circuit DC-C2-1BN (Sudut 10⁰-20⁰ (4-2) - Dengan Suspension) | JASA | Unit | 213100 | 253500 | 335602 | 0.32387 | 444294.684 | 588190.0771 | 778689.4133 | 1030886.4871 | 1364763.5773 |  | 335602 | 0 | 0 | 0 | 0 | 0 | 0 | 0
10 | Upah Pasang Konst. JTM Double Circuit DC-C2-AVN |  | JASA | Unit | 213100 | 253500 | 253500 | 0.32387 | 335602 | 444294.684 | 588190.0771 | 778689.4133 | 1030886.4871 |  | 253500 | 0 | 0 | 0 | 0 | 0 | 0 | 0
12 | Upah Pasang Konst. JTM Double Circuit DC-C4-N | Upah Pasang Konst. JTM Double Circuit DC-C4-N (Single Dead End Horizontal) | JASA | Unit | 218400 | 259800 | 336309 | 0.29449 | 435349.2821 | 563556.1266 | 729518.8506 | 944356.2553 | 1222461.5392 |  | 336309 | 0 | 0 | 0 | 0 | 0 | 0 | 0
13 | Upah Pasang Konst. JTM Double Circuit DC-C7-N | Upah Pasang Konst. JTM Double Circuit DC-C7-N (Single Dead End Vertikal) | JASA | Unit | 253600 | 285900 | 380568 | 0.33112 | 506582.7304 | 674323.8074 | 897607.7746 | 1194826.1474 | 1590460.2913 |  | 380568 | 0 | 0 | 0 | 0 | 0 | 0 | 0
14 | Upah Pasang Konst. JTM Double Circuit DC-C8 | Upah Pasang Konst. JTM Double Circuit DC-C8 (Double Dead End) | JASA | Unit | 404400 | 428800 | 677642 | 0.58032 | 1070892.4444 | 1692354.7057 | 2674465.0828 | 4226515.5495 | 6679254.7808 |  | 677642 | 0 | 0 | 0 | 0 | 0 | 0 | 0
15 | Upah Pasang Konst. JTM Double Circuit DC-C8-N | Upah Pasang Konst. JTM Double Circuit DC-C8-N (Double Dead End - Netral di tengah) | JASA | Unit | 404400 | 428800 | 697312 | 0.62619 | 1133964.6113 | 1844046.481 | 2998777.3782 | 4876593.8693 | 7930287.8363 |  | 697312 | 0 | 0 | 0 | 0 | 0 | 0 | 0
[13 empty] | 0 |  | 0 | 0 | 0 | 0 | 0 | 0 | 0 | 0
+ | SKUTM / SKTM | [11 empty] | 0 |  | 0 | 0 | 0 | 0 | 0 | 0 | 0 | 0
1 | Upah Pasang Konst. SKUTM DB01 (Suspension Assembly) | Upah Pasang Konst. SKUTM DB01 (Sudut 0⁰-10⁰) | JASA | Unit | 36000 | 42800 | 39751 | -0.071238 | 42582.7944 | 45616.321 | 48865.951 | 52347.0791 | 56076.197 |  | 39751 | 0 | 0 | 0 | 0 | 0 | 0 | 0
2 | Upah Pasang Konst. SKUTM DB02 (Small Angle Assembly) | Upah Pasang Konst. SKUTM DB02 (Sudut 10⁰-25⁰) | JASA | Unit | 48100 | 48100 | 41837 | -0.13021 | 47284.5079 | 53441.3244 | 60399.807 | 68264.3391 | 77152.8953 |  | 41837 | 0 | 0 | 0 | 0 | 0 | 0 | 0
3 | Upah Pasang Konst. SKUTM DB03 (Medium Angle Assembly) | Upah Pasang Konst. SKUTM DB03 (Sudut 25⁰-45⁰) | JASA | Unit | 55300 | 55300 | 42879 | -0.22461 | 52510.1041 | 64304.4623 | 78747.9654 | 96435.6414 | 118096.1676 |  | 42879 | 0 | 0 | 0 | 0 | 0 | 0 | 0
4 | Upah Pasang Konst. SKUTM DB04 (Large Angle Assembly) | Upah Pasang Konst. SKUTM DB04 (Double Dead End) | JASA | Unit | 51500 | 51500 | 47050 | -0.086408 | 51115.4854 | 55532.2604 | 60330.679 | 65543.7183 | 71207.2046 |  | 47050 | 0 | 0 | 0 | 0 | 0 | 0 | 0
5 | Upah Pasang Konst. SKUTM DB05 (Adjustable Dead End Assembly) | Upah Pasang Konst. SKUTM DB05 (Dead End) | JASA | Unit | 67900 | 67900 | 83543 | 0.23038 | 102789.88 | 126470.9122 | 155607.6498 | 191456.9939 | 235565.4145 |  | 83543 | 0 | 0 | 0 | 0 | 0 | 0 | 0
6 | Upah Pasang Konst. SKUTM DB06 (Fixed Dead End Assembly)) | Upah Pasang Konst. SKUTM DB06 (Rise Pole) | JASA | Unit | 56700 | 56700 | 266634 | 3.7025 | 1253856.9657 | 5896312.1375 | 27727641.8072 | 130390335.9018 | 613165728.7978 |  | 266634 | 0 | 0 | 0 | 0 | 0 | 0 | 0
7 | Upah Pasang Konst. SKUTM DB08 | Upah Pasang Konst. SKUTM DB08 (Joint SKTM-SKUTM) | JASA | Unit | 596900 | 596900 | 435215 | -0.27087 | 553103.6535 | 702925.3392 | 893329.9019 | 1135310.2088 | 1442836.8148 |  | 435215 | 0 | 0 | 0 | 0 | 0 | 0 | 0
8 | Upah Pasang Konst. SKUTM DB09 | Upah Pasang Konst. SKUTM DB09 (Kabel Jointing) | JASA | Unit | 401500 | 401500 | 193022 | -0.51925 | 293248.2528 | 445516.769 | 676850.3804 | 1028303.4654 | 1562247.7988 |  | 193022 | 0 | 0 | 0 | 0 | 0 | 0 | 0
[13 empty] | 0 |  | 0 | 0 | 0 | 0 | 0 | 0 | 0 | 0
+ | KONSTRUKSI VANGNET | [11 empty] | 0 |  | 0 | 0 | 0 | 0 | 0 | 0 | 0 | 0
1 | Upah Pasang Acc.Jar Konstruksi Vangnet | Upah Pasang Acc.Jar Konstruksi Vangnet | JASA | Unit | 179200 | 179200 | 139004 | -0.22431 | 170183.7142 | 208357.2888 | 255093.503 | 312313.0256 | 382367.3469 |  | 139004 | 0 | 0 | 0 | 0 | 0 | 0 | 0
2 | Upah Pembuatan & Pasang Acc.Jar Jaring Vangnet | Upah Pembuatan & Pasang Acc.Jar Jaring Vangnet | JASA | Per 1 m | 14370.7667 | 14370.7667 | 55403 | 0.1 | 60943.3 | 67037.63 | 73741.393 | 81115.5323 | 89227.0855 |  | 55403 | 0 | 0 | 0 | 0 | 0 | 0 | 0
3 | Upah Pembuatan & Bongkar Acc.Jar Jaring Vangnet |  | JASA | Per 1 m | 8622.46 | 8622.46 | 8622.46 | 0.1 | 9484.706 | 10433.1766 | 11476.4943 | 12624.1437 | 13886.5581 |  | 8622.46 | 0 | 0 | 0 | 0 | 0 | 0 | 0
[13 empty] | 0 |  | 0 | 0 | 0 | 0 | 0 | 0 | 0 | 0
+ | AKSESORIES TIANG | [11 empty] | 0 |  | 0 | 0 | 0 | 0 | 0 | 0 | 0 | 0
1 | Upah Pasang Acc.Jar M5-2 | Upah Pasang Acc.Jar CM5-2 (Isolator Tumpu Vertikal Center Bracket) | JASA | Unit | 26200 | 31200 | 77391 | 1.4805 | 191966.8872 | 476170.1721 | 1181130.9547 | 2929772.619 | 7267244.6397 |  | 77391 | 0 | 0 | 0 | 0 | 0 | 0 | 0
2 | Upah Pasang Acc.Jar M5-3 | Upah Pasang Acc.Jar CM5-3 (Pole Band) | JASA | Unit | 22300 | 26500 | 37372 | 0.41026 | 52704.3918 | 74327.1144 | 104820.8649 | 147825.1081 | 208472.4505 |  | 37372 | 0 | 0 | 0 | 0 | 0 | 0 | 0
3 | Upah Pasang Acc.Jar M5-4 | Upah Pasang Acc.Jar CM5-4 (Isolator Tumpu Horisontal) | JASA | Unit | 26200 | 31200 | 57065 | 0.82901 | 104372.2508 | 190897.5158 | 349152.78 | 638602.6729 | 1168008.3823 |  | 57065 | 0 | 0 | 0 | 0 | 0 | 0 | 0
4 | Upah Pasang Acc.Jar M5-5 | Upah Pasang Acc.Jar CM5-5 (Isolator Tumpu Vertikal Di Cross Arm) | JASA | Unit | 26200 | 31200 | 50502 | 0.61865 | 81745.2565 | 132317.2739 | 214175.8643 | 346676.5865 | 561149.3901 |  | 50502 | 0 | 0 | 0 | 0 | 0 | 0 | 0
5 | Upah Pasang Acc.Jar M5-6 | Upah Pasang Acc.Jar CM5-6 (Arrester) | JASA | Unit | 58400 | 58400 | 105205 | 0.80146 | 189522.1237 | 341415.6682 | 615045.1263 | 1107976.4129 | 1995970.1802 |  | 105205 | 0 | 0 | 0 | 0 | 0 | 0 | 0
6 | Upah Pasang Acc.Jar M5-8 | Upah Pasang Acc.Jar CM5-8 (Isolator Suspension Lengkap) | JASA | Unit | 45900 | 48800 | 66923 | 0.37137 | 91776.392 | 125859.6615 | 172600.5354 | 236699.7055 | 324603.5736 |  | 66923 | 0 | 0 | 0 | 0 | 0 | 0 | 0
7 | Upah Pasang Acc.Jar M5-9 | Upah Pasang Acc.Jar CM5-9 (Fuse Cut Out) | JASA | Unit | 58400 | 58400 | 81663 | 0.39834 | 114192.5611 | 159679.9164 | 223286.6612 | 312230.4557 | 436604.036 |  | 81663 | 0 | 0 | 0 | 0 | 0 | 0 | 0
8 | Upah Pasang Acc.Jar M5-10 |  | JASA | Unit | 58400 | 58400 | 58400 | 0.39834 | 81663 | 114192.5611 | 159679.9164 | 223286.6612 | 312230.4557 |  | 58400 | 0 | 0 | 0 | 0 | 0 | 0 | 0
9 | Upah Pasang Acc.Jar M5-12 | Upah Pasang Acc.Jar CM5-12 (Cross Arm 1.500 mm) | JASA | Unit | 45900 | 45900 | 54420 | 0.18562 | 64521.4902 | 76498.0282 | 90697.6622 | 107533.0453 | 127493.4276 |  | 54420 | 0 | 0 | 0 | 0 | 0 | 0 | 0
10 | Upah Pasang Acc.Jar M5-13 | Upah Pasang Acc.Jar CM5-13 (Brace Steel) | JASA | Unit | 43100 | 43100 | 43929 | 0.019234 | 44773.9453 | 45635.1425 | 46512.9043 | 47407.5492 | 48319.4021 |  | 43929 | 0 | 0 | 0 | 0 | 0 | 0 | 0
11 | Upah Pasang Acc.Jar M5-16 | Upah Pasang Acc.Jar CM5-16 (Cross Arm 3.000 mm) | JASA | Unit | 57400 | 68300 | 54420 | -0.20322 | 65479.2914 | 78786.0639 | 94797.0532 | 114061.813 | 137241.5782 |  | 54420 | 0 | 0 | 0 | 0 | 0 | 0 | 0
12 | Upah Pasang Acc.Jar M5-20 | Upah Pasang Acc.Jar CM5-20 (Isolator Suspension Tanpa Pole Band) | JASA | Unit | 45900 | 48800 | 64956 | 0.33107 | 86460.6954 | 115084.8551 | 153185.4887 | 203899.9305 | 271404.1779 |  | 64956 | 0 | 0 | 0 | 0 | 0 | 0 | 0
13 | Upah Pasang Acc.Jar M5-24 |  | JASA | Unit | 3843100 | 3843100 | 3843100 | 0.33107 | 5115418.1066 | 6808956.9371 | 9063168.1722 | 12063671.1434 | 16057537.3522 |  | 3843100 | 0 | 0 | 0 | 0 | 0 | 0 | 0
14 | Upah Pasang Acc.Jar P12C-1 | Upah Pasang Acc.Jar P12C-1 (Perpanjangan Tiang Beton Dengan 1 Cross Arm) | JASA | Unit | 39700 | 47200 | 57698 | 0.22242 | 70530.9153 | 86218.0668 | 105394.2801 | 128835.5756 | 157490.573 |  | 57698 | 0 | 0 | 0 | 0 | 0 | 0 | 0
15 | Upah Pasang Acc.Jar P12C-2 | Upah Pasang Acc.Jar P12C-2 (Perpanjangan Tiang Beton Dengan 2 Cross Arm) | JASA | Unit | 58000 | 69000 | 80647 | 0.1688 | 94259.9798 | 110170.7912 | 128767.3014 | 150502.8487 | 175907.2933 |  | 80647 | 0 | 0 | 0 | 0 | 0 | 0 | 0
16 | Upah Pasang Acc.Jar P12S-1 | Upah Pasang Acc.Jar P12S-1 (Perpanjangan Tiang Besi Dengan 1 Cross Arm) | JASA | Unit | 31300 | 31300 | 53764 | 0.7177 | 92350.4056 | 158630.2622 | 272479.1508 | 468037.3502 | 803947.6069 |  | 53764 | 0 | 0 | 0 | 0 | 0 | 0 | 0
17 | Upah Pasang Acc.Jar P12S-2 | Upah Pasang Acc.Jar P12S-2 (Perpanjangan Tiang Besi Dengan 2 Cross Arm) | JASA | Unit | 45600 | 45600 | 79992 | 0.75421 | 140322.8084 | 246155.7476 | 431809.0036 | 757483.8994 | 1328786.2299 |  | 79992 | 0 | 0 | 0 | 0 | 0 | 0 | 0
18 | Upah Pasang Acc.Jar SM5-2 (Isolator Tumpu Vertikal Center Bracket) | Upah Pasang Acc.Jar SM5-2 (Isolator Tumpu Vertikal Center Bracket) | JASA | Unit |  |  | 77391 | 1.4805 | 191966.8872 | 476170.1721 | 1181130.9547 | 2929772.619 | 7267244.6397 |  | 77391 | 0 | 0 | 0 | 0 | 0 | 0 | 0
19 | Upah Pasang Acc.Jar SM5-3 (Pole Band) | Upah Pasang Acc.Jar SM5-3 (Pole Band) | JASA | Unit |  |  | 37372 | 0.41026 | 52704.3918 | 74327.1144 | 104820.8649 | 147825.1081 | 208472.4505 |  | 37372 | 0 | 0 | 0 | 0 | 0 | 0 | 0
20 | Upah Pasang Acc.Jar SM5-4 (Isolator Tumpu Horisontal) | Upah Pasang Acc.Jar SM5-4 (Isolator Tumpu Horisontal) | JASA | Unit |  |  | 57065 | 0.82901 | 104372.2508 | 190897.5158 | 349152.78 | 638602.6729 | 1168008.3823 |  | 57065 | 0 | 0 | 0 | 0 | 0 | 0 | 0
21 | Upah Pasang Acc.Jar SM5-5 (Isolator Tumpu Vertikal Di Cross Arm) | Upah Pasang Acc.Jar SM5-5 (Isolator Tumpu Vertikal Di Cross Arm) | JASA | Unit |  |  | 50502 | 0.61865 | 81745.2565 | 132317.2739 | 214175.8643 | 346676.5865 | 561149.3901 |  | 50502 | 0 | 0 | 0 | 0 | 0 | 0 | 0
22 | Upah Pasang Acc.Jar SM5-6 (Arrester) | Upah Pasang Acc.Jar SM5-6 (Arrester) | JASA | Unit |  |  | 105205 | 0.80146 | 189522.1237 | 341415.6682 | 615045.1263 | 1107976.4129 | 1995970.1802 |  | 105205 | 0 | 0 | 0 | 0 | 0 | 0 | 0
23 | Upah Pasang Acc.Jar SM5-8 (Isolator Suspension Lengkap) | Upah Pasang Acc.Jar SM5-8 (Isolator Suspension Lengkap) | JASA | Unit |  |  | 66923 | 0.37137 | 91776.392 | 125859.6615 | 172600.5354 | 236699.7055 | 324603.5736 |  | 66923 | 0 | 0 | 0 | 0 | 0 | 0 | 0
24 | Upah Pasang Acc.Jar SM5-9 (Fuse Cut Out) | Upah Pasang Acc.Jar SM5-9 (Fuse Cut Out) | JASA | Unit |  |  | 81663 | 0.39834 | 114192.5611 | 159679.9164 | 223286.6612 | 312230.4557 | 436604.036 |  | 81663 | 0 | 0 | 0 | 0 | 0 | 0 | 0
25 | Upah Pasang Acc.Jar SM5-12 (Cross Arm 1.500 mm) | Upah Pasang Acc.Jar SM5-12 (Cross Arm 1.500 mm) | JASA | Unit |  |  | 54420 | 0.18562 | 64521.4902 | 76498.0282 | 90697.6622 | 107533.0453 | 127493.4276 |  | 54420 | 0 | 0 | 0 | 0 | 0 | 0 | 0
26 | Upah Pasang Acc.Jar SM5-13 (Brace Steel) | Upah Pasang Acc.Jar SM5-13 (Brace Steel) | JASA | Unit |  |  | 43929 | 0.019234 | 44773.9453 | 45635.1425 | 46512.9043 | 47407.5492 | 48319.4021 |  | 43929 | 0 | 0 | 0 | 0 | 0 | 0 | 0
27 | Upah Pasang Acc.Jar SM5-16 (Cross Arm 3.000 mm) | Upah Pasang Acc.Jar SM5-16 (Cross Arm 3.000 mm) | JASA | Unit |  |  | 54420 | -0.20322 | 65479.2914 | 78786.0639 | 94797.0532 | 114061.813 | 137241.5782 |  | 54420 | 0 | 0 | 0 | 0 | 0 | 0 | 0
28 | Upah Pasang Acc.Jar SM5-20 (Isolator Suspension Tanpa Pole Band) | Upah Pasang Acc.Jar SM5-20 (Isolator Suspension Tanpa Pole Band) | JASA | Unit |  |  | 64956 | 0.33107 | 86460.6954 | 115084.8551 | 153185.4887 | 203899.9305 | 271404.1779 |  | 64956 | 0 | 0 | 0 | 0 | 0 | 0 | 0
[13 empty] | 0 |  | 0 | 0 | 0 | 0 | 0 | 0 | 0 | 0
+ | AKSESORIS PENTANAHAN | [11 empty] | 0 |  | 0 | 0 | 0 | 0 | 0 | 0 | 0 | 0
1 | Upah Pasang Acc.Jar M2-11 | Upah Pasang Acc.Jar CM2-11 (Grounding Tiang Ke Tanah) | JASA | Unit | 56400 | 56400 | 89417 | 0.58541 | 141762.4094 | 224751.2298 | 356322.3531 | 564916.2384 | 895622.6115 |  | 89417 | 0 | 0 | 0 | 0 | 0 | 0 | 0
2 | Upah Pasang Acc.Jar M2-11M | Upah Pasang Acc.Jar CM2-11M (Grounding Jaringan Ke Tanah) | JASA | Unit | 65400 | 65400 | 200054 | 2.0589 | 611951.1149 | 1871915.4181 | 5726057.6002 | 17515607.4489 | 53579011.2016 |  | 200054 | 0 | 0 | 0 | 0 | 0 | 0 | 0
3 | Upah Pasang Acc.Jar M2-12 | Upah Pasang Acc.Jar CM2-12 (Grounding Netral Ke Tiang) | JASA | Unit | 13600 | 16200 | 56059 | 2.4604 | 193988.363 | 671283.5582 | 2322931.1722 | 8038345.5914 | 27816149.1053 |  | 56059 | 0 | 0 | 0 | 0 | 0 | 0 | 0
4 | Upah Pasang Acc.Jar M2-12A | Upah Pasang Acc.Jar CM2-12A (Grounding Schoor Ke Tiang) | JASA | Unit | 17800 | 21200 | 56223 | 1.652 | 149104.9872 | 395430.6461 | 1048693.2648 | 2781164.2181 | 7375726.2187 |  | 56223 | 0 | 0 | 0 | 0 | 0 | 0 | 0
5 | Upah Pasang Acc.Jar M2-15 | Upah Pasang Acc.Jar CM2-15A (Grounding Dan Keset ABSW) | JASA | Unit | 173100 | 173100 | 193918 | 0.12027 | 217239.6922 | 243366.1851 | 272634.8 | 305423.4266 | 342155.4017 |  | 193918 | 0 | 0 | 0 | 0 | 0 | 0 | 0
6 | Upah Pasang Acc.Jar SM2-11 (Grounding Tiang Ke Tanah) | Upah Pasang Acc.Jar SM2-11 (Grounding Tiang Ke Tanah) | JASA | Unit |  |  | 89417 | 0.58541 | 141762.4094 | 224751.2298 | 356322.3531 | 564916.2384 | 895622.6115 |  | 89417 | 0 | 0 | 0 | 0 | 0 | 0 | 0
7 | Upah Pasang Acc.Jar SM2-11M (Grounding Jaringan Ke Tanah) | Upah Pasang Acc.Jar SM2-11M (Grounding Jaringan Ke Tanah) | JASA | Unit |  |  | 200054 | 2.0589 | 611951.1149 | 1871915.4181 | 5726057.6002 | 17515607.4489 | 53579011.2016 |  | 200054 | 0 | 0 | 0 | 0 | 0 | 0 | 0
8 | Upah Pasang Acc.Jar SM2-12 (Grounding Netral Ke Tiang) | Upah Pasang Acc.Jar SM2-12 (Grounding Netral Ke Tiang) | JASA | Unit |  |  | 56059 | 2.4604 | 193988.363 | 671283.5582 | 2322931.1722 | 8038345.5914 | 27816149.1053 |  | 56059 | 0 | 0 | 0 | 0 | 0 | 0 | 0
9 | Upah Pasang Acc.Jar SM2-12A (Grounding Schoor Ke Tiang) | Upah Pasang Acc.Jar SM2-12A (Grounding Schoor Ke Tiang) | JASA | Unit |  |  | 56223 | 1.652 | 149104.9872 | 395430.6461 | 1048693.2648 | 2781164.2181 | 7375726.2187 |  | 56223 | 0 | 0 | 0 | 0 | 0 | 0 | 0
10 | Upah Pasang Acc.Jar SM2-15A (Grounding Dan Keset ABSW) | Upah Pasang Acc.Jar SM2-15A (Grounding Dan Keset ABSW) | JASA | Unit |  |  | 193918 | 0.12027 | 217239.6922 | 243366.1851 | 272634.8 | 305423.4266 | 342155.4017 |  | 193918 | 0 | 0 | 0 | 0 | 0 | 0 | 0
[13 empty] | 0 |  | 0 | 0 | 0 | 0 | 0 | 0 | 0 | 0
+ | AKSESORIS PENAHAN | [11 empty] | 0 |  | 0 | 0 | 0 | 0 | 0 | 0 | 0 | 0
1 | Upah Pasang Acc.Jar E1-1 | Upah Pasang Acc.Jar CE1-1 (Schoor Dengan Guy Wire 22 mm²) | JASA | Unit | 36600 | 43500 | 67206 | 0.54497 | 103830.9526 | 160415.2413 | 247836.0163 | 382898.0991 | 591564.3597 |  | 67206 | 0 | 0 | 0 | 0 | 0 | 0 | 0
2 | Upah Pasang Acc.Jar E1-2 | Upah Pasang Acc.Jar CE1-2 (Schoor Dengan Guy Wire 35 mm²) | JASA | Unit | 36600 | 43500 | 67206 | 0.54497 | 103830.9526 | 160415.2413 | 247836.0163 | 382898.0991 | 591564.3597 |  | 67206 | 0 | 0 | 0 | 0 | 0 | 0 | 0
3 | Upah Pasang Acc.Jar E1-3 | Upah Pasang Acc.Jar CE1-3 (Schoor Dengan Guy Wire 70 mm²) | JASA | Unit | 36600 | 36600 | 67206 | 0.83623 | 123405.6403 | 226601.0782 | 416091.5865 | 764039.6492 | 1402952.1493 |  | 67206 | 0 | 0 | 0 | 0 | 0 | 0 | 0
4 | Upah Pasang Acc.Jar E2-1 | Upah Pasang Acc.Jar CE2-1 (Over Head Schoor Dengan Guy Wire 22 mm²) | JASA | Unit | 50900 | 60500 | 77369 | 0.27883 | 98941.5233 | 126529.0367 | 161808.6783 | 206925.2171 | 264621.44 |  | 77369 | 0 | 0 | 0 | 0 | 0 | 0 | 0
5 | Upah Pasang Acc.Jar E2-2 | Upah Pasang Acc.Jar CE2-2 (Over Head Schoor Dengan Guy Wire 35 mm²) | JASA | Unit | 50900 | 60500 | 77369 | 0.27883 | 98941.5233 | 126529.0367 | 161808.6783 | 206925.2171 | 264621.44 |  | 77369 | 0 | 0 | 0 | 0 | 0 | 0 | 0
6 | Upah Pasang Acc.Jar E2-3 | Upah Pasang Acc.Jar CE2-3 (Over Head Schoor Dengan Guy Wire 70 mm²) | JASA | Unit | 50900 | 60500 | 77369 | 0.27883 | 98941.5233 | 126529.0367 | 161808.6783 | 206925.2171 | 264621.44 |  | 77369 | 0 | 0 | 0 | 0 | 0 | 0 | 0
7 | Upah Pasang Acc.Jar E5-1 | Upah Pasang Acc.Jar CE5-1 (Dead End Schoor Dengan Guy Wire 22 mm²) | JASA | Unit | 142600 | 169600 | 160642 | -0.052818 | 169126.8528 | 178059.8619 | 187464.6983 | 197366.283 | 207790.8535 |  | 160642 | 0 | 0 | 0 | 0 | 0 | 0 | 0
8 | Upah Pasang Acc.Jar E5-2 | Upah Pasang Acc.Jar CE5-2 (Dead End Schoor Dengan Guy Wire 70 mm²) | JASA | Unit | 142600 | 169600 | 160642 | -0.052818 | 169126.8528 | 178059.8619 | 187464.6983 | 197366.283 | 207790.8535 |  | 160642 | 0 | 0 | 0 | 0 | 0 | 0 | 0
9 | Upah Pasang Acc.Jar F1-2 | Upah Pasang Acc.Jar F1-2 (Anchor 8.000 lbs) | JASA | Unit | 50700 | 55500 | 91466 | 0.64804 | 150739.2641 | 248423.7392 | 409411.2745 | 674724.5339 | 1111970.3462 |  | 91466 | 0 | 0 | 0 | 0 | 0 | 0 | 0
10 | Upah Pasang Acc.Jar F1-3 | Upah Pasang Acc.Jar F1-3 (Anchor 10.000 lbs) | JASA | Unit | 50700 | 55500 | 91466 | 0.64804 | 150739.2641 | 248423.7392 | 409411.2745 | 674724.5339 | 1111970.3462 |  | 91466 | 0 | 0 | 0 | 0 | 0 | 0 | 0
11 | Upah Pasang Acc.Jar FDG | Upah Pasang Acc.Jar FDG (Drag Schoor) | JASA | Unit | 762100 | 762100 | 221896 | -0.70884 | 379183.8976 | 647963.1369 | 1107262.8067 | 1892130.6682 | 3233341.2121 |  | 221896 | 0 | 0 | 0 | 0 | 0 | 0 | 0
12 | Upah Pasang Acc.Jar SE1-1 (Schoor Dengan Guy Wire 22 mm²) | Upah Pasang Acc.Jar SE1-1 (Schoor Dengan Guy Wire 22 mm²) | JASA | Unit |  |  | 66878 | 0.54497 | 103324.2039 | 159632.3321 | 246626.4485 | 381029.3585 | 588677.22 |  | 66878 | 0 | 0 | 0 | 0 | 0 | 0 | 0
13 | Upah Pasang Acc.Jar SE1-2 (Schoor Dengan Guy Wire 35 mm²) | Upah Pasang Acc.Jar SE1-2 (Schoor Dengan Guy Wire 35 mm²) | JASA | Unit |  |  | 66878 | 0.54497 | 103324.2039 | 159632.3321 | 246626.4485 | 381029.3585 | 588677.22 |  | 66878 | 0 | 0 | 0 | 0 | 0 | 0 | 0
14 | Upah Pasang Acc.Jar SE1-3 (Schoor Dengan Guy Wire 70 mm²) | Upah Pasang Acc.Jar SE1-3 (Schoor Dengan Guy Wire 70 mm²) | JASA | Unit |  |  | 66878 | 0.83623 | 122803.357 | 225495.1479 | 414060.8446 | 760310.741 | 1396105.018 |  | 66878 | 0 | 0 | 0 | 0 | 0 | 0 | 0
15 | Upah Pasang Acc.Jar SE2-1 (Over Head Schoor Dengan Guy Wire 22 mm²) | Upah Pasang Acc.Jar SE2-1 (Over Head Schoor Dengan Guy Wire 22 mm²) | JASA | Unit |  |  | 76713 | 0.27883 | 98102.6132 | 125456.2162 | 160436.7271 | 205170.7296 | 262377.755 |  | 76713 | 0 | 0 | 0 | 0 | 0 | 0 | 0
16 | Upah Pasang Acc.Jar SE2-2 (Over Head Schoor Dengan Guy Wire 35 mm²) | Upah Pasang Acc.Jar SE2-2 (Over Head Schoor Dengan Guy Wire 35 mm²) | JASA | Unit |  |  | 76713 | 0.27883 | 98102.6132 | 125456.2162 | 160436.7271 | 205170.7296 | 262377.755 |  | 76713 | 0 | 0 | 0 | 0 | 0 | 0 | 0
17 | Upah Pasang Acc.Jar SE2-3 (Over Head Schoor Dengan Guy Wire 70 mm²) | Upah Pasang Acc.Jar SE2-3 (Over Head Schoor Dengan Guy Wire 70 mm²) | JASA | Unit |  |  | 76713 | 0.27883 | 98102.6132 | 125456.2162 | 160436.7271 | 205170.7296 | 262377.755 |  | 76713 | 0 | 0 | 0 | 0 | 0 | 0 | 0
18 | Upah Pasang Acc.Jar SE5-1 (Dead End Schoor Dengan Guy Wire 22 mm²) | Upah Pasang Acc.Jar SE5-1 (Dead End Schoor Dengan Guy Wire 22 mm²) | JASA | Unit |  |  | 160642 | -0.052818 | 169126.8528 | 178059.8619 | 187464.6983 | 197366.283 | 207790.8535 |  | 160642 | 0 | 0 | 0 | 0 | 0 | 0 | 0
19 | Upah Pasang Acc.Jar SE5-2 (Dead End Schoor Dengan Guy Wire 70 mm²) | Upah Pasang Acc.Jar SE5-2 (Dead End Schoor Dengan Guy Wire 70 mm²) | JASA | Unit |  |  | 160642 | -0.052818 | 169126.8528 | 178059.8619 | 187464.6983 | 197366.283 | 207790.8535 |  | 160642 | 0 | 0 | 0 | 0 | 0 | 0 | 0
20 | Upah Pasang Acc.Jar E6-1 | Upah Pasang Acc.Jar SE6-1 (Sidewalk Guy) | JASA | Unit | 54400 | 64700 | 81959 | 0.26675 | 103821.9116 | 131516.8478 | 166599.526 | 211040.6576 | 267336.6501 |  | 81959 | 0 | 0 | 0 | 0 | 0 | 0 | 0
[13 empty] | 0 |  | 0 | 0 | 0 | 0 | 0 | 0 | 0 | 0
+ | KONSTRUKSI SWITCHING | [11 empty] | 0 |  | 0 | 0 | 0 | 0 | 0 | 0 | 0 | 0
1 | Upah Pasang Air Break Switch (ABSW) | Upah Pasang M3-16 (Air Break Switch) | JASA | Unit | 1568200 | 1568200 | 1217958 | -0.22334 | 1489976.9044 | 1822748.5476 | 2229841.4547 | 2727854.5466 | 3337093.9498 |  | 1217958 | 0 | 0 | 0 | 0 | 0 | 0 | 0
1 | Upah Pasang Acc.Jar M3-16 |  | JASA | Unit | 1539900 | 1539900 | 1217958 | -0.20907 | 1472592.609 | 1780462.8667 | 2152698.5808 | 2602756.4329 | 3146906.4502 |  | 1217958 | 0 | 0 | 0 | 0 | 0 | 0 | 0
2 | Upah Pasang Load Break Switch (LBS) | Upah Pasang Acc.Jar CM3-16G (Load Break Switch) | JASA | Unit | 3467100 | 3467100 | 1662923 | -0.52037 | 2528259.2837 | 3843891.1518 | 5844139.1996 | 8885257.5777 | 13508884.6323 |  | 1662923 | 0 | 0 | 0 | 0 | 0 | 0 | 0
3 | Upah Pasang Recloser | Upah Pasang M3-21L (Recloser Dengan 1 DS Input) | JASA | Unit | 3467100 | 3467100 | 1741863 | -0.4976 | 2608618.0681 | 3906672.468 | 5850641.7474 | 8761934.6482 | 13121893.6475 |  | 1741863 | 0 | 0 | 0 | 0 | 0 | 0 | 0
4 | Upah Pasang Disconecting Switch (DS) | Upah Pasang Disconecting Switch (DS) | JASA | Unit | 1515700 | 1515700 | 851841 | -0.43799 | 1224937.4666 | 1761445.8532 | 2532938.6834 | 3642336.4148 | 5237637.4704 |  | 851841 | 0 | 0 | 0 | 0 | 0 | 0 | 0
[13 empty] | 0 |  | 0 | 0 | 0 | 0 | 0 | 0 | 0 | 0
+ | AKSESORIES GARDU | [11 empty] | 0 |  | 0 | 0 | 0 | 0 | 0 | 0 | 0 | 0
1 | Upah Pasang Acc.Jar LVCB 2 Jurusan (M8-A1, M8-A2) | Upah Pasang Acc.Jar LVCB 2 Jurusan (M8-A1, M8-A2) | JASA | Unit | 614700 | 614700 | 597094 | -0.028642 | 614195.7357 | 631787.2928 | 649882.7004 | 668496.3898 | 687643.2052 |  | 597094 | 0 | 0 | 0 | 0 | 0 | 0 | 0
2 | Upah Pasang Acc.Jar LVCB 4 Jurusan (M8-B1, M8-B2) | Upah Pasang Acc.Jar LVCB 4 Jurusan (M8-B1, M8-B2) | JASA | Unit | 829000 | 829000 | 774131 | -0.066187 | 825368.387 | 879997.0216 | 938241.36 | 1000340.7149 | 1066550.238 |  | 774131 | 0 | 0 | 0 | 0 | 0 | 0 | 0
3 | Upah Pasang M8-A1 (PHB TR 2 Jurusan Untuk 1 Tiang) | Upah Pasang M8-A1 (PHB TR 2 Jurusan Untuk 1 Tiang) | JASA | Unit |  |  | 480412 | -0.028642 | 494171.775 | 508325.6521 | 522884.9191 | 537861.187 | 553266.3994 |  | 480412 | 0 | 0 | 0 | 0 | 0 | 0 | 0
4 | Upah Pasang M8-A2 (PHB TR 2 Jurusan Untuk 2 Tiang) | Upah Pasang M8-A2 (PHB TR 2 Jurusan Untuk 2 Tiang) | JASA | Unit |  |  | 597094 | -0.028642 | 614195.7357 | 631787.2928 | 649882.7004 | 668496.3898 | 687643.2052 |  | 597094 | 0 | 0 | 0 | 0 | 0 | 0 | 0
5 | Upah Pasang M8-B1 (PHB TR 4 Jurusan Untuk 1 Tiang) | Upah Pasang M8-B1 (PHB TR 4 Jurusan Untuk 1 Tiang) | JASA | Unit |  |  | 718397 | -0.066187 | 765945.5223 | 816641.1373 | 870692.1416 | 928320.6183 | 989763.3493 |  | 718397 | 0 | 0 | 0 | 0 | 0 | 0 | 0
6 | Upah Pasang M8-B2 (PHB TR 4 Jurusan Untuk 2 Tiang) | Upah Pasang M8-B2 (PHB TR 4 Jurusan Untuk 2 Tiang) | JASA | Unit |  |  | 774131 | -0.066187 | 825368.387 | 879997.0216 | 938241.36 | 1000340.7149 | 1066550.238 |  | 774131 | 0 | 0 | 0 | 0 | 0 | 0 | 0
7 | Upah pasang Panel Sub Distribution Panel (SDP) Type-1 (Seri) | Upah pasang Panel Sub Distribution Panel (SDP) Type-1 (Seri) | JASA | Unit |  |  | 223943 | -0.028642 | 230357.0889 | 236954.8877 | 243741.6581 | 250722.8125 | 257903.9185 |  | 223943 | 0 | 0 | 0 | 0 | 0 | 0 | 0
8 | Upah pasang Panel Sub Distribution Panel (SDP) Type-2 (Dead end) | Upah pasang Panel Sub Distribution Panel (SDP) Type-2 (Dead end) | JASA | Unit |  |  | 196483 | -0.028642 | 202110.5902 | 207899.3637 | 213853.937 | 219979.0588 | 226279.6141 |  | 196483 | 0 | 0 | 0 | 0 | 0 | 0 | 0
9 | LVCB 2 Jurusan Komplit dgn Perlengkapan SM / CM 8-A2 |  | JASA | Unit | 614700 | 614700 | 597094 | -0.028642 | 614195.7357 | 631787.2928 | 649882.7004 | 668496.3898 | 687643.2052 |  | 597094 | 0 | 0 | 0 | 0 | 0 | 0 | 0
10 | LVCB 4 Jurusan Komplit dgn Perlengkapan SM / CM 8-B2 |  | JASA | Unit | 829000 | 829000 | 774131 | -0.066187 | 825368.387 | 879997.0216 | 938241.36 | 1000340.7149 | 1066550.238 |  | 774131 | 0 | 0 | 0 | 0 | 0 | 0 | 0
11 | Upah Pasang Acc.Jar LVCB 2 Jurusan |  | JASA | Unit | 601800 | 601800 | 597094 | -0.0078199 | 601763.1997 | 606468.9119 | 611211.4222 | 615991.0183 | 620807.9903 |  | 597094 | 0 | 0 | 0 | 0 | 0 | 0 | 0
12 | Upah Pasang Acc.Jar LVCB 4 Jurusan |  | JASA | Unit | 816100 | 816100 | 774131 | -0.051426 | 813941.6898 | 855799.6959 | 899810.3042 | 946084.2151 | 994737.8218 |  | 774131 | 0 | 0 | 0 | 0 | 0 | 0 | 0
[13 empty] | 0 |  | 0 | 0 | 0 | 0 | 0 | 0 | 0 | 0
+ | PENGHANTAR TM | [11 empty] | 0 |  | 0 | 0 | 0 | 0 | 0 | 0 | 0 | 0
1 | Upah Pasang Penghantar TM A3C 3x240 + 1x150mm² | Upah Pasang Penghantar TM A3C 3x240 + 1x150 mm² | JASA | Per 50 m | 475700 | 475700 | 561600 | 0.18058 | 663011.4778 | 782735.434 | 924078.6624 | 1090945.0848 | 1287943.5771 |  | 561600 | 0 | 0 | 0 | 0 | 0 | 0 | 0
2 | Upah Pasang Penghantar TM A3C 3x240 + 1x120mm² | Upah Pasang Penghantar TM A3C 3x240 + 1x120 mm² | JASA | Per 50 m | 475700 | 475700 | 561600 | 0.18058 | 663011.4778 | 782735.434 | 924078.6624 | 1090945.0848 | 1287943.5771 |  | 561600 | 0 | 0 | 0 | 0 | 0 | 0 | 0
3 | Upah Pasang Penghantar TM A3C 3x150 + 1x150mm² | Upah Pasang Penghantar TM A3C 3x150 + 1x150 mm² | JASA | Per 50 m | 371300 | 371300 | 552900 | 0.48909 | 823319.1759 | 1225998.3096 | 1825624.7384 | 2718523.8832 | 4048133.1943 |  | 552900 | 0 | 0 | 0 | 0 | 0 | 0 | 0
4 | Upah Pasang Penghantar TM A3C 3x150 + 1x70mm² | Upah Pasang Penghantar TM A3C 3x150 + 1x70 mm² | JASA | Per 50 m | 351700 | 351700 | 551000 | 0.56668 | 863238.5556 | 1352415.252 | 2118796.7127 | 3319468.2647 | 5200531.7425 |  | 551000 | 0 | 0 | 0 | 0 | 0 | 0 | 0
5 | Upah Pasang Penghantar TM A3C 3x70 + 1x70mm² | Upah Pasang Penghantar TM A3C 3x70 + 1x70 mm² | JASA | Per 50 m | 300100 | 300100 | 522350 | 0.74059 | 909195.3432 | 1582533.1141 | 2754535.7285 | 4794507.6234 | 8345255.1053 |  | 522350 | 0 | 0 | 0 | 0 | 0 | 0 | 0
6 | Upah Pasang Penghantar TM A3C 3x70 + 1x50mm² | Upah Pasang Penghantar TM A3C 3x70 + 1x50 mm² | JASA | Per 50 m | 290900 | 290900 | 520500 | 0.78927 | 931317.463 | 1666382.7415 | 2981616.4214 | 5334930.723 | 9545656.3813 |  | 520500 | 0 | 0 | 0 | 0 | 0 | 0 | 0
7 | Upah Pasang Penghantar TM A3C 3x70 + 1x35mm² | Upah Pasang Penghantar TM A3C 3x70 + 1x35 mm² | JASA | Per 50 m | 290600 | 290600 | 517750 | 0.78166 | 922453.7595 | 1643497.7081 | 2928151.887 | 5216967.1007 | 9294854.4955 |  | 517750 | 0 | 0 | 0 | 0 | 0 | 0 | 0
8 | Upah Pasang Penghantar TM A3C 3x35 + 1x35mm² | Upah Pasang Penghantar TM A3C 3x35 + 1x35 mm² | JASA | Per 50 m | 247000 | 247000 | 503900 | 1.0401 | 1027996.8016 | 2097196.7139 | 4278451.1099 | 8728386.6974 | 17806615.6147 |  | 503900 | 0 | 0 | 0 | 0 | 0 | 0 | 0
9 | Upah Pasang Penghantar TM A3C 1x150 + 1x70mm² | Upah Pasang Penghantar TM A3C 1x150 + 1x70 mm² | JASA | Per 50 m | 276000 | 276000 | 529750 | 0.91938 | 1016793.7047 | 1951617.6271 | 3745903.7606 | 7189827.9609 | 13800041.1677 |  | 529750 | 0 | 0 | 0 | 0 | 0 | 0 | 0
10 | Upah Pasang Penghantar TM A3C 1x120 + 1x70mm² |  | JASA | Per 50 m | 268100 | 268100 | 268100 | 0.91938 | 514586.8659 | 987689.8269 | 1895756.108 | 3638684.0516 | 6984032.1605 |  | 268100 | 0 | 0 | 0 | 0 | 0 | 0 | 0
11 | Upah Pasang Penghantar TM A3C 1x70 + 1x70mm² | Upah Pasang Penghantar TM A3C 1x70 + 1x70 mm² | JASA | Per 50 m | 222400 | 222400 | 522350 | 1.3487 | 1226841.3781 | 2881477.4904 | 6767714.7803 | 15895304.9257 | 37333239.784 |  | 522350 | 0 | 0 | 0 | 0 | 0 | 0 | 0
12 | Upah Pasang Penghantar TM A3C 1x70 + 1x50mm² | Upah Pasang Penghantar TM A3C 1x70 + 1x50 mm² | JASA | Per 50 m | 222400 | 222400 | 335750 | 0.50967 | 506870.7846 | 765206.2317 | 1155206.7999 | 1743977.8915 | 2632826.3358 |  | 335750 | 0 | 0 | 0 | 0 | 0 | 0 | 0
13 | Upah Pasang Penghantar TM A3C 1x70 + 1x35mm² | Upah Pasang Penghantar TM A3C 1x70 + 1x35 mm² | JASA | Per 50 m | 197300 | 197300 | 333000 | 0.68779 | 562032.4379 | 948589.9738 | 1601016.0226 | 2702170.986 | 4560683.9247 |  | 333000 | 0 | 0 | 0 | 0 | 0 | 0 | 0
14 | Upah Pasang Penghantar TM A3C 1x35 + 1x35mm² | Upah Pasang Penghantar TM A3C 1x35 + 1x35 mm² | JASA | Per 50 m | 149200 | 149200 | 320750 | 1.1498 | 689548.006 | 1482389.5639 | 3186839.4948 | 6851064.1284 | 14728410.3162 |  | 320750 | 0 | 0 | 0 | 0 | 0 | 0 | 0
15 | Upah Pasang Penghantar TM A3C 3x240mm² | Upah Pasang Penghantar TM A3C 3x240 mm² | JASA | Per 50 m | 390200 | 390200 | 463250 | 0.18721 | 549975.8137 | 652937.7132 | 775175.2835 | 920297.1556 | 1092587.538 |  | 463250 | 0 | 0 | 0 | 0 | 0 | 0 | 0
16 | Upah Pasang Penghantar TM A3C 3x150mm² | Upah Pasang Penghantar TM A3C 3x150 mm² | JASA | Per 50 m | 307600 | 307600 | 454600 | 0.47789 | 671850.3251 | 992923.1398 | 1467434.5232 | 2168711.7498 | 3205124.7122 |  | 454600 | 0 | 0 | 0 | 0 | 0 | 0 | 0
17 | Upah Pasang Penghantar TM A3C 3x70mm² | Upah Pasang Penghantar TM A3C 3x70 mm² | JASA | Per 50 m | 261600 | 261600 | 430000 | 0.64373 | 706804.2813 | 1161796.0282 | 1909680.0158 | 3139000.0259 | 5159671.2965 |  | 430000 | 0 | 0 | 0 | 0 | 0 | 0 | 0
18 | Upah Pasang Penghantar TM A3C 3x35mm² | Upah Pasang Penghantar TM A3C 3x35 mm² | JASA | Per 50 m | 198700 | 198700 | 416150 | 1.0944 | 871569.313 | 1825382.8365 | 3823014.9342 | 8006782.41 | 16769111.7258 |  | 416150 | 0 | 0 | 0 | 0 | 0 | 0 | 0
19 | Upah Pasang Penghantar TM A3C 2x240mm² | Upah Pasang Penghantar TM A3C 2x240 mm² | JASA | Per 50 m | 272600 | 272600 | 346850 | 0.27238 | 441324.0004 | 561530.5559 | 714478.6255 | 909086.2481 | 1156700.5325 |  | 346850 | 0 | 0 | 0 | 0 | 0 | 0 | 0
20 | Upah Pasang Penghantar TM A3C 2x150mm² | Upah Pasang Penghantar TM A3C 2x150 mm² | JASA | Per 50 m | 243400 | 243400 | 341300 | 0.40222 | 478577.198 | 671069.8344 | 940986.5837 | 1319468.862 | 1850183.7412 |  | 341300 | 0 | 0 | 0 | 0 | 0 | 0 | 0
21 | Upah Pasang Penghantar TM A3C 2x70mm² | Upah Pasang Penghantar TM A3C 2x70 mm² | JASA | Per 50 m | 179300 | 179300 | 337600 | 0.88288 | 635659.565 | 1196869.3203 | 2253558.7426 | 4243175.8589 | 7989381.8737 |  | 337600 | 0 | 0 | 0 | 0 | 0 | 0 | 0
22 | Upah Pasang Penghantar TM A3C 2x35mm² | Upah Pasang Penghantar TM A3C 2x35 mm² | JASA | Per 50 m | 151900 | 151900 | 328400 | 1.1619 | 709983.9368 | 1534948.814 | 3318480.5169 | 7174384.475 | 15510650.8333 |  | 328400 | 0 | 0 | 0 | 0 | 0 | 0 | 0
23 | Upah Pasang Penghantar TM A3C 1x240mm² | Upah Pasang Penghantar TM A3C 1x240 mm² | JASA | Per 50 m | 136485.1098 | 136485.1098 | 268800 | 0.96945 | 529386.9794 | 1042598.8615 | 2053341.7485 | 4043944.8881 | 7964329.4983 |  | 268800 | 0 | 0 | 0 | 0 | 0 | 0 | 0
24 | Upah Pasang Penghantar TM A3C 1x150mm² | Upah Pasang Penghantar TM A3C 1x150 mm² | JASA | Per 50 m | 125481.1663 | 125481.1663 | 261100 | 1.0808 | 543294.3605 | 1130481.6628 | 2352295.3353 | 4894633.435 | 10184706.0205 |  | 261100 | 0 | 0 | 0 | 0 | 0 | 0 | 0
25 | Upah Pasang Penghantar TM A3C 1x70mm² | Upah Pasang Penghantar TM A3C 1x70 mm² | JASA | Per 50 m | 115200 | 115200 | 286400 | 1.4861 | 712022.2222 | 1770166.358 | 4400830.2512 | 10940952.9856 | 27200424.7837 |  | 286400 | 0 | 0 | 0 | 0 | 0 | 0 | 0
26 | Upah Pasang Penghantar TM A3C 1x50mm² | Upah Pasang Penghantar TM A3C 1x50 mm² | JASA | Per 50 m | 115000 | 115000 | 250150 | 1.1752 | 544130.6304 | 1183602.4105 | 2574592.5476 | 5600298.4851 | 12181866.6613 |  | 250150 | 0 | 0 | 0 | 0 | 0 | 0 | 0
27 | Upah Pasang Penghantar TM A3C 1x35mm² | Upah Pasang Penghantar TM A3C 1x35 mm² | JASA | Per 50 m | 101800 | 101800 | 245250 | 1.4091 | 590840.4961 | 1423414.8493 | 3429199.33 | 8261406.048 | 19902847.0853 |  | 245250 | 0 | 0 | 0 | 0 | 0 | 0 | 0
28 | Upah Pasang Penghantar TM A3CS 3x240 + 1x150mm² | Upah Pasang Penghantar TM A3CS 3x240 + 1x150 mm² | JASA | Per 50 m | 523270 | 523270 | 561600 | 0.073251 | 602737.7071 | 646888.7884 | 694273.9763 | 745130.172 | 799711.6299 |  | 561600 | 0 | 0 | 0 | 0 | 0 | 0 | 0
29 | Upah Pasang Penghantar TM A3CS 3x240 + 1x120mm² | Upah Pasang Penghantar TM A3CS 3x240 + 1x120 mm² | JASA | Per 50 m | 523270 | 523270 | 561600 | 0.073251 | 602737.7071 | 646888.7884 | 694273.9763 | 745130.172 | 799711.6299 |  | 561600 | 0 | 0 | 0 | 0 | 0 | 0 | 0
30 | Upah Pasang Penghantar TM A3CS 3x150 + 1x150mm² |  | JASA | Per 50 m | 408430 | 408430 | 408430 | 0.073251 | 438347.8663 | 470457.2433 | 504918.6612 | 541904.4091 | 581599.3964 |  | 408430 | 0 | 0 | 0 | 0 | 0 | 0 | 0
31 | Upah Pasang Penghantar TM A3CS 3x150 + 1x70mm² | Upah Pasang Penghantar TM A3CS 3x150 + 1x70 mm² | JASA | Per 50 m | 386870 | 386870 | 552900 | 0.42916 | 790183.8085 | 1129300.8704 | 1613954.1739 | 2306602.3799 | 3296509.0492 |  | 552900 | 0 | 0 | 0 | 0 | 0 | 0 | 0
32 | Upah Pasang Penghantar TM A3CS 3x70 + 1x70mm² | Upah Pasang Penghantar TM A3CS 3x70 + 1x70 mm² | JASA | Per 50 m | 330110 | 330110 | 522350 | 0.58235 | 826541.2211 | 1307878.6067 | 2069523.4625 | 3274713.2187 | 5181746.8413 |  | 522350 | 0 | 0 | 0 | 0 | 0 | 0 | 0
33 | Upah Pasang Penghantar TM A3CS 3x70 + 1x50mm² |  | JASA | Per 50 m | 319990 | 319990 | 319990 | 0.58235 | 506336.6045 | 801202.4033 | 1267783.6944 | 2006079.2244 | 3174322.1436 |  | 319990 | 0 | 0 | 0 | 0 | 0 | 0 | 0
34 | Upah Pasang Penghantar TM A3CS 3x70 + 1x35mm² |  | JASA | Per 50 m | 319660 | 319660 | 319660 | 0.58235 | 505814.4285 | 800376.1375 | 1266476.2516 | 2004010.3905 | 3171048.5216 |  | 319660 | 0 | 0 | 0 | 0 | 0 | 0 | 0
35 | Upah Pasang Penghantar TM A3CS 3x35 + 1x35mm² |  | JASA | Per 50 m | 271700 | 271700 | 271700 | 0.58235 | 429924.8584 | 680292.1747 | 1076461.2324 | 1703339.8708 | 2695282.1227 |  | 271700 | 0 | 0 | 0 | 0 | 0 | 0 | 0
36 | Upah Pasang Penghantar TM A3CS 1x150 + 1x70mm² | Upah Pasang Penghantar TM A3CS 1x150 + 1x70 mm² | JASA | Per 50 m | 303600 | 303600 | 362850 | 0.19516 | 433663.1176 | 518295.9889 | 619445.6507 | 740335.4887 | 884817.9581 |  | 362850 | 0 | 0 | 0 | 0 | 0 | 0 | 0
37 | Upah Pasang Penghantar TM A3CS 1x120 + 1x70mm² |  | JASA | Per 50 m | 294910 | 294910 | 294910 | 0.19516 | 352464.0761 | 421250.2965 | 503460.7051 | 601715.1411 | 719144.7265 |  | 294910 | 0 | 0 | 0 | 0 | 0 | 0 | 0
38 | Upah Pasang Penghantar TM A3CS 1x70 + 1x70mm² | Upah Pasang Penghantar TM A3CS 1x70 + 1x70 mm² | JASA | Per 50 m | 244640 | 244640 | 362850 | 0.4832 | 538179.0488 | 798227.0596 | 1183930.2182 | 1756005.0673 | 2604506.3713 |  | 362850 | 0 | 0 | 0 | 0 | 0 | 0 | 0
39 | Upah Pasang Penghantar TM A3CS 1x70 + 1x50mm² |  | JASA | Per 50 m | 244640 | 244640 | 244640 | 0.4832 | 362850 | 538179.0488 | 798227.0596 | 1183930.2182 | 1756005.0673 |  | 244640 | 0 | 0 | 0 | 0 | 0 | 0 | 0
40 | Upah Pasang Penghantar TM A3CS 1x70 + 1x35mm² |  | JASA | Per 50 m | 217030 | 217030 | 217030 | 0.4832 | 321898.8534 | 477440.3162 | 708139.3834 | 1050312.1945 | 1557822.8407 |  | 217030 | 0 | 0 | 0 | 0 | 0 | 0 | 0
41 | Upah Pasang Penghantar TM A3CS 1x35 + 1x35mm² |  | JASA | Per 50 m | 164120 | 164120 | 164120 | 0.4832 | 243422.7518 | 361044.5777 | 535501.2468 | 794255.3442 | 1178039.3707 |  | 164120 | 0 | 0 | 0 | 0 | 0 | 0 | 0
42 | Upah Pasang Penghantar TM A3CS 3x240mm² | Upah Pasang Penghantar TM A3CS 3x240 mm² | JASA | Per 50 m | 429220 | 429220 | 511300 | 0.19123 | 609076.208 | 725550.2194 | 864297.6263 | 1029577.7837 | 1226464.5655 |  | 511300 | 0 | 0 | 0 | 0 | 0 | 0 | 0
43 | Upah Pasang Penghantar TM A3CS 3x150mm² | Upah Pasang Penghantar TM A3CS 3x150 mm² | JASA | Per 50 m | 338360 | 338360 | 501450 | 0.482 | 743149.6114 | 1101348.7783 | 1632200.4518 | 2418923.385 | 3584847.8881 |  | 501450 | 0 | 0 | 0 | 0 | 0 | 0 | 0
44 | Upah Pasang Penghantar TM A3CS 3x70mm² | Upah Pasang Penghantar TM A3CS 3x70 mm² | JASA | Per 50 m | 287760 | 287760 | 467850 | 0.62583 | 760646.4502 | 1236684.8822 | 2010644.3639 | 3268974.0257 | 5314809.2088 |  | 467850 | 0 | 0 | 0 | 0 | 0 | 0 | 0
45 | Upah Pasang Penghantar TM A3CS 3x35mm² |  | JASA | Per 50 m | 218570 | 218570 | 218570 | 0.62583 | 355358.5436 | 577754.0124 | 939332.1334 | 1527198.1464 | 2482970.7145 |  | 218570 | 0 | 0 | 0 | 0 | 0 | 0 | 0
46 | Upah Pasang Penghantar TM A3CS 2x240mm² | Upah Pasang Penghantar TM A3CS 2x240 mm² | JASA | Per 50 m | 299860 | 299860 | 377550 | 0.25909 | 475368.5136 | 598530.5887 | 753602.427 | 948851.4517 | 1194687.0726 |  | 377550 | 0 | 0 | 0 | 0 | 0 | 0 | 0
47 | Upah Pasang Penghantar TM A3CS 2x150mm² | Upah Pasang Penghantar TM A3CS 2x150 mm² | JASA | Per 50 m | 267740 | 267740 | 371250 | 0.38661 | 514777.6294 | 713793.9603 | 989751.2802 | 1372395.4686 | 1902972.3527 |  | 371250 | 0 | 0 | 0 | 0 | 0 | 0 | 0
48 | Upah Pasang Penghantar TM A3CS 2x70mm² | Upah Pasang Penghantar TM A3CS 2x70 mm² | JASA | Per 50 m | 197230 | 197230 | 362850 | 0.83973 | 667546.1263 | 1228104.8114 | 2259381.589 | 4156652.6876 | 7647119.747 |  | 362850 | 0 | 0 | 0 | 0 | 0 | 0 | 0
49 | Upah Pasang Penghantar TM A3CS 2x35mm² |  | JASA | Per 50 m | 167090 | 167090 | 167090 | 0.83973 | 307400.5298 | 565534.058 | 1040430.1218 | 1914110.7829 | 3521447.5363 |  | 167090 | 0 | 0 | 0 | 0 | 0 | 0 | 0
50 | Upah Pasang Penghantar TM A3CS 1x240mm² | Upah Pasang Penghantar TM A3CS 1x240 mm² | JASA | Per 50 m | 150133.6208 | 150133.6208 | 288000 | 0.91829 | 552467.8588 | 1059794.2189 | 2032993.8991 | 3899874.2585 | 7481094.3796 |  | 288000 | 0 | 0 | 0 | 0 | 0 | 0 | 0
51 | Upah Pasang Penghantar TM A3CS 1x150mm² | Upah Pasang Penghantar TM A3CS 1x150 mm² | JASA | Per 50 m | 138029.2829 | 138029.2829 | 279900 | 1.0278 | 567589.7776 | 1150975.9044 | 2333984.1285 | 4732924.3745 | 9597568.7498 |  | 279900 | 0 | 0 | 0 | 0 | 0 | 0 | 0
52 | Upah Pasang Penghantar TM A3CS 1x70mm² | Upah Pasang Penghantar TM A3CS 1x70 mm² | JASA | Per 50 m | 126720 | 126720 | 257850 | 1.0348 | 524673.473 | 1067606.1791 | 2172366.2664 | 4420333.3475 | 8994499.3187 |  | 257850 | 0 | 0 | 0 | 0 | 0 | 0 | 0
53 | Upah Pasang Penghantar TM A3CS 1x50mm² |  | JASA | Per 50 m | 126500 | 126500 | 126500 | 1.0348 | 257402.3438 | 523762.5816 | 1065752.6962 | 2168594.7972 | 4412659.1577 |  | 126500 | 0 | 0 | 0 | 0 | 0 | 0 | 0
54 | Upah Pasang Penghantar TM A3CS 1x35mm² |  | JASA | Per 50 m | 111980 | 111980 | 111980 | 1.0348 | 227857.0313 | 463643.7461 | 943422.8215 | 1919677.8292 | 3906162.6283 |  | 111980 | 0 | 0 | 0 | 0 | 0 | 0 | 0
56 | Upah Pasang Kabel MVTIC 3 x 240 + N 95 mm² | Upah Pasang Kabel MVTIC 3 x 240 + N 95 mm² | JASA | Per 50 m | 662141.6314 | 662100 | 640650 | -0.032397 | 661405.0861 | 682832.573 | 704954.2445 | 727792.59 | 751370.8275 |  | 640650 | 0 | 0 | 0 | 0 | 0 | 0 | 0
55 | Upah Pasang Kabel MVTIC 3 x 150 + N 95 mm² |  | JASA | Per 50 m | 382439 | 382400 | 382400 | -0.032397 | 394788.5818 | 407578.5154 | 420782.8036 | 434414.8699 | 448488.5732 |  | 382400 | 0 | 0 | 0 | 0 | 0 | 0 | 0
[13 empty] | 0 |  | 0 | 0 | 0 | 0 | 0 | 0 | 0 | 0
+ | PENGHANTAR TR | [11 empty] | 0 |  | 0 | 0 | 0 | 0 | 0 | 0 | 0 | 0
1 | Upah Pasang Penghantar TR A3C 3x70 + 1x35mm² | Upah Pasang Penghantar TR A3C 3x70 + 1x35 mm² | JASA | Per 50 m | 285500 | 285500 | 552300 | 0.9345 | 1068424.8336 | 2066868.7762 | 3998359.4575 | 7734829.8717 | 14963035.1598 |  | 552300 | 0 | 0 | 0 | 0 | 0 | 0 | 0
2 | Upah Pasang Penghantar TR A3C 2x70 + 1x70mm² | Upah Pasang Penghantar TR A3C 2x70 + 1x70 mm² | JASA | Per 50 m | 240000 | 240000 | 454650 | 0.89438 | 861277.5938 | 1631582.7417 | 3090829.5562 | 5855190.2406 | 11091926.012 |  | 454650 | 0 | 0 | 0 | 0 | 0 | 0 | 0
3 | Upah Pasang Penghantar TR A3C 2x70 + 1x35mm² | Upah Pasang Penghantar TR A3C 2x70 + 1x35 mm² | JASA | Per 50 m | 220800 | 220800 | 454650 | 1.0591 | 936171.2976 | 1927673.3715 | 3969278.5252 | 8173154.3545 | 16829368.783 |  | 454650 | 0 | 0 | 0 | 0 | 0 | 0 | 0
4 | Upah Pasang Penghantar TR A3C 2x70mm² | Upah Pasang Penghantar TR A3C 2x70 mm² | JASA | Per 50 m | 164300 | 164300 | 357000 | 1.1729 | 775709.0688 | 1685502.9675 | 3662352.7656 | 7957759.8132 | 17291054.4937 |  | 357000 | 0 | 0 | 0 | 0 | 0 | 0 | 0
5 | Upah Pasang Penghantar TR A3C 2x35mm² | Upah Pasang Penghantar TR A3C 2x35 mm² | JASA | Per 50 m | 111700 | 111700 | 357000 | 2.1961 | 1140993.7332 | 3646685.432 | 11655028.6413 | 37250181.0649 | 119053846.3756 |  | 357000 | 0 | 0 | 0 | 0 | 0 | 0 | 0
6 | Upah Pasang Penghantar TR LVTC 3x70 + 1x50mm² |  | JASA | Per 50 m | 223500 | 223500 | 223500 | 0.18058 | 263858.7345 | 311505.2876 | 367755.6643 | 434163.5086 | 512563.0154 |  | 223500 | 0 | 0 | 0 | 0 | 0 | 0 | 0
7 | Upah Pasang Penghantar TR LVTC 3x70 + 1x70 mm² | Upah Pasang Penghantar TR LVTC 3x70 + 1x70 mm² | JASA | Per 50 m |  |  | 312600 | 0.18058 | 369048.0555 | 435689.2747 | 514364.2982 | 607246.1423 | 716900.2176 |  | 312600 | 0 | 0 | 0 | 0 | 0 | 0 | 0
8 | Upah Pasang Penghantar TR LVTC 2x70 + 1x50mm² |  | JASA | Per 50 m | 179000 | 179000 | 179000 | 0.18058 | 211323.1028 | 249482.982 | 294533.6193 | 347719.3201 | 410509.0817 |  | 179000 | 0 | 0 | 0 | 0 | 0 | 0 | 0
9 | Upah Pasang Penghantar TR LVTC 2x70 + 1x70 mm² | Upah Pasang Penghantar TR LVTC 2x70 + 1x70 mm² | JASA | Per 50 m |  |  | 285950 | 0.18058 | 337585.7053 | 398545.5793 | 470513.3432 | 555476.7575 | 655782.5247 |  | 285950 | 0 | 0 | 0 | 0 | 0 | 0 | 0
[13 empty] | 0 |  | 0 | 0 | 0 | 0 | 0 | 0 | 0 | 0
+ | PENGHANTAR TM | [11 empty] | 0 |  | 0 | 0 | 0 | 0 | 0 | 0 | 0 | 0
1 | Upah Pasang Penghantar TM A3C 3x240 + 1x150mm² Per Kms |  | JASA | Per Kms | 9514000 | 9514000 | 11232000 | 0.18058 | 13260229.5564 | 15654708.6796 | 18481573.2489 | 21818901.6955 | 25758871.5413 |  | 11232000 | 0 | 0 | 0 | 0 | 0 | 0 | 0
2 | Upah Pasang Penghantar TM A3C 3x240 + 1x120mm² Per Kms |  | JASA | Per Kms | 9514000 | 9514000 | 11232000 | 0.18058 | 13260229.5564 | 15654708.6796 | 18481573.2489 | 21818901.6955 | 25758871.5413 |  | 11232000 | 0 | 0 | 0 | 0 | 0 | 0 | 0
3 | Upah Pasang Penghantar TM A3C 3x150 + 1x150mm² Per Kms |  | JASA | Per Kms | 7426000 | 7426000 | 11058000 | 0.48909 | 16466383.5174 | 24519966.1911 | 36512494.7672 | 54370477.6644 | 80962663.8853 |  | 11058000 | 0 | 0 | 0 | 0 | 0 | 0 | 0
4 | Upah Pasang Penghantar TM A3C 3x150 + 1x70mm² Per Kms |  | JASA | Per Kms | 7034000 | 7034000 | 11020000 | 0.56668 | 17264771.1117 | 27048305.04 | 42375934.2537 | 66389365.2938 | 104010634.8503 |  | 11020000 | 0 | 0 | 0 | 0 | 0 | 0 | 0
5 | Upah Pasang Penghantar TM A3C 3x70 + 1x70mm² Per Kms |  | JASA | Per Kms | 6002000 | 6002000 | 10447000 | 0.74059 | 18183906.8644 | 31650662.2813 | 55090714.5705 | 95890152.4689 | 166905102.1064 |  | 10447000 | 0 | 0 | 0 | 0 | 0 | 0 | 0
6 | Upah Pasang Penghantar TM A3C 3x70 + 1x50mm² Per Kms |  | JASA | Per Kms | 5818000 | 5818000 | 10410000 | 0.78927 | 18626349.2609 | 33327654.8309 | 59632328.4272 | 106698614.4598 | 190913127.6258 |  | 10410000 | 0 | 0 | 0 | 0 | 0 | 0 | 0
7 | Upah Pasang Penghantar TM A3C 3x70 + 1x35mm² Per Kms |  | JASA | Per Kms | 5812000 | 5812000 | 10355000 | 0.78166 | 18449075.1893 | 32869954.1612 | 58563037.739 | 104339342.0144 | 185897089.9103 |  | 10355000 | 0 | 0 | 0 | 0 | 0 | 0 | 0
8 | Upah Pasang Penghantar TM A3C 3x35 + 1x35mm² Per Kms |  | JASA | Per Kms | 4940000 | 4940000 | 10078000 | 1.0401 | 20559936.0324 | 41943934.2782 | 85569022.1976 | 174567733.9488 | 356132312.2947 |  | 10078000 | 0 | 0 | 0 | 0 | 0 | 0 | 0
9 | Upah Pasang Penghantar TM A3C 1x150 + 1x70mm² Per Kms |  | JASA | Per Kms | 5520000 | 5520000 | 10595000 | 0.91938 | 20335874.0942 | 39032352.5413 | 74918075.2129 | 143796559.2175 | 276000823.3532 |  | 10595000 | 0 | 0 | 0 | 0 | 0 | 0 | 0
10 | Upah Pasang Penghantar TM A3C 1x120 + 1x70mm² Per Kms |  | JASA | Per Kms | 5362000 | 5362000 | 5362000 | 0.91938 | 10291737.3188 | 19753796.5386 | 37915122.1606 | 72773681.0311 | 139680643.2109 |  | 5362000 | 0 | 0 | 0 | 0 | 0 | 0 | 0
11 | Upah Pasang Penghantar TM A3C 1x70 + 1x70mm² Per Kms |  | JASA | Per Kms | 4448000 | 4448000 | 10447000 | 1.3487 | 24536827.5629 | 57629549.8089 | 135354295.6056 | 317906098.5144 | 746664795.679 |  | 10447000 | 0 | 0 | 0 | 0 | 0 | 0 | 0
12 | Upah Pasang Penghantar TM A3C 1x70 + 1x50mm² Per Kms |  | JASA | Per Kms | 4448000 | 4448000 | 6715000 | 0.50967 | 10137415.6924 | 15304124.6346 | 23104135.9985 | 34879557.8305 | 52656526.7158 |  | 6715000 | 0 | 0 | 0 | 0 | 0 | 0 | 0
13 | Upah Pasang Penghantar TM A3C 1x70 + 1x35mm² Per Kms |  | JASA | Per Kms | 3946000 | 3946000 | 6660000 | 0.68779 | 11240648.7582 | 18971799.4754 | 32020320.4526 | 54043419.7198 | 91213678.4932 |  | 6660000 | 0 | 0 | 0 | 0 | 0 | 0 | 0
14 | Upah Pasang Penghantar TM A3C 1x35 + 1x35mm² Per Kms |  | JASA | Per Kms | 2984000 | 2984000 | 6415000 | 1.1498 | 13790960.1206 | 29647791.2781 | 63736789.8958 | 137021282.5676 | 294568206.3242 |  | 6415000 | 0 | 0 | 0 | 0 | 0 | 0 | 0
15 | Upah Pasang Penghantar TM A3C 3x240mm² Per Kms |  | JASA | Per Kms | 7804000 | 7804000 | 9265000 | 0.18721 | 10999516.2737 | 13058754.264 | 15503505.6709 | 18405943.1113 | 21851750.7594 |  | 9265000 | 0 | 0 | 0 | 0 | 0 | 0 | 0
16 | Upah Pasang Penghantar TM A3C 3x150mm² Per Kms |  | JASA | Per Kms | 6152000 | 6152000 | 9092000 | 0.47789 | 13437006.502 | 19858462.7951 | 29348690.4638 | 43374234.9963 | 64102494.2435 |  | 9092000 | 0 | 0 | 0 | 0 | 0 | 0 | 0
17 | Upah Pasang Penghantar TM A3C 3x70mm² Per Kms |  | JASA | Per Kms | 5232000 | 5232000 | 8600000 | 0.64373 | 14136085.6269 | 23235920.5641 | 38193600.3156 | 62780000.5188 | 103193425.9292 |  | 8600000 | 0 | 0 | 0 | 0 | 0 | 0 | 0
18 | Upah Pasang Penghantar TM A3C 3x35mm² Per Kms |  | JASA | Per Kms | 3974000 | 3974000 | 8323000 | 1.0944 | 17431386.2607 | 36507656.7307 | 76460298.6838 | 160135648.1997 | 335382234.5158 |  | 8323000 | 0 | 0 | 0 | 0 | 0 | 0 | 0
19 | Upah Pasang Penghantar TM A3C 2x240mm² Per Kms |  | JASA | Per Kms | 5452000 | 5452000 | 6937000 | 0.27238 | 8826480.0073 | 11230611.1172 | 14289572.5092 | 18181724.9626 | 23134010.6503 |  | 6937000 | 0 | 0 | 0 | 0 | 0 | 0 | 0
20 | Upah Pasang Penghantar TM A3C 2x150mm² Per Kms |  | JASA | Per Kms | 4868000 | 4868000 | 6826000 | 0.40222 | 9571543.9606 | 13421396.6875 | 18819731.674 | 26389377.2405 | 37003674.824 |  | 6826000 | 0 | 0 | 0 | 0 | 0 | 0 | 0
21 | Upah Pasang Penghantar TM A3C 2x70mm² Per Kms |  | JASA | Per Kms | 3586000 | 3586000 | 6752000 | 0.88288 | 12713191.2995 | 23937386.4066 | 45071174.8515 | 84863517.1772 | 159787637.4737 |  | 6752000 | 0 | 0 | 0 | 0 | 0 | 0 | 0
22 | Upah Pasang Penghantar TM A3C 2x35mm² Per Kms |  | JASA | Per Kms | 3038000 | 3038000 | 6568000 | 1.1619 | 14199678.736 | 30698976.2798 | 66369610.3377 | 143487689.499 | 310213016.6654 |  | 6568000 | 0 | 0 | 0 | 0 | 0 | 0 | 0
23 | Upah Pasang Penghantar TM A3C 1x240mm² Per Kms |  | JASA | Per Kms | 2729702.1956 | 2729702.1956 | 5376000 | 0.96945 | 10587739.588 | 20851977.2291 | 41066834.9698 | 80878897.7612 | 159286589.9669 |  | 5376000 | 0 | 0 | 0 | 0 | 0 | 0 | 0
24 | Upah Pasang Penghantar TM A3C 1x150mm² Per Kms |  | JASA | Per Kms | 2509623.326 | 2509623.326 | 5222000 | 1.0808 | 10865887.21 | 22609633.2556 | 47045906.7053 | 97892668.7002 | 203694120.4105 |  | 5222000 | 0 | 0 | 0 | 0 | 0 | 0 | 0
25 | Upah Pasang Penghantar TM A3C 1x70mm² Per Kms |  | JASA | Per Kms | 2304000 | 2304000 | 5728000 | 1.4861 | 14240444.4444 | 35403327.1605 | 88016605.024 | 218819059.7125 | 544008495.674 |  | 5728000 | 0 | 0 | 0 | 0 | 0 | 0 | 0
26 | Upah Pasang Penghantar TM A3C 1x50mm² Per Kms |  | JASA | Per Kms | 2300000 | 2300000 | 5003000 | 1.1752 | 10882612.6087 | 23672048.2093 | 51491850.9526 | 112005969.7025 | 243637333.2268 |  | 5003000 | 0 | 0 | 0 | 0 | 0 | 0 | 0
27 | Upah Pasang Penghantar TM A3C 1x35mm² Per Kms |  | JASA | Per Kms | 2036000 | 2036000 | 4905000 | 1.4091 | 11816809.9214 | 28468296.9865 | 68583986.6006 | 165228120.9607 | 398056941.7054 |  | 4905000 | 0 | 0 | 0 | 0 | 0 | 0 | 0
28 | Upah Pasang Penghantar TM A3CS 3x240 + 1x150mm² Per Kms |  | JASA | Per Kms | 10465400 | 10465400 | 11232000 | 0.073251 | 12054754.1422 | 12937775.7683 | 13885479.5258 | 14902603.4393 | 15994232.5979 |  | 11232000 | 0 | 0 | 0 | 0 | 0 | 0 | 0
29 | Upah Pasang Penghantar TM A3CS 3x240 + 1x120mm² Per Kms |  | JASA | Per Kms | 10465400 | 10465400 | 11232000 | 0.073251 | 12054754.1422 | 12937775.7683 | 13885479.5258 | 14902603.4393 | 15994232.5979 |  | 11232000 | 0 | 0 | 0 | 0 | 0 | 0 | 0
30 | Upah Pasang Penghantar TM A3CS 3x150 + 1x150mm² Per Kms |  | JASA | Per Kms | 8168600 | 8168600 | 8168600 | 0.073251 | 8766957.326 | 9409144.8665 | 10098373.2242 | 10838088.1815 | 11631987.9273 |  | 8168600 | 0 | 0 | 0 | 0 | 0 | 0 | 0
31 | Upah Pasang Penghantar TM A3CS 3x150 + 1x70mm² Per Kms |  | JASA | Per Kms | 7737400 | 7737400 | 11058000 | 0.42916 | 15803676.1703 | 22586017.4078 | 32279083.4771 | 46132047.5986 | 65930180.9839 |  | 11058000 | 0 | 0 | 0 | 0 | 0 | 0 | 0
32 | Upah Pasang Penghantar TM A3CS 3x70 + 1x70mm² Per Kms |  | JASA | Per Kms | 6602200 | 6602200 | 10447000 | 0.58235 | 16530824.4222 | 26157572.1333 | 41390469.2491 | 65494264.3733 | 103634936.8252 |  | 10447000 | 0 | 0 | 0 | 0 | 0 | 0 | 0
33 | Upah Pasang Penghantar TM A3CS 3x70 + 1x50mm² Per Kms |  | JASA | Per Kms | 6399800 | 6399800 | 6399800 | 0.58235 | 10126732.0893 | 16024048.0653 | 25355673.8873 | 40121584.487 | 63486442.873 |  | 6399800 | 0 | 0 | 0 | 0 | 0 | 0 | 0
34 | Upah Pasang Penghantar TM A3CS 3x70 + 1x35mm² Per Kms |  | JASA | Per Kms | 6393200 | 6393200 | 6393200 | 0.58235 | 10116288.5705 | 16007522.7494 | 25329525.0314 | 40080207.81 | 63420970.4328 |  | 6393200 | 0 | 0 | 0 | 0 | 0 | 0 | 0
35 | Upah Pasang Penghantar TM A3CS 3x35 + 1x35mm² Per Kms |  | JASA | Per Kms | 5434000 | 5434000 | 5434000 | 0.58235 | 8598497.1676 | 13605843.4931 | 21529224.6482 | 34066797.4159 | 53905642.4532 |  | 5434000 | 0 | 0 | 0 | 0 | 0 | 0 | 0
36 | Upah Pasang Penghantar TM A3CS 1x150 + 1x70mm² Per Kms |  | JASA | Per Kms | 6072000 | 6072000 | 7257000 | 0.19516 | 8673262.3518 | 10365919.7772 | 12388913.0143 | 14806709.7735 | 17696359.1611 |  | 7257000 | 0 | 0 | 0 | 0 | 0 | 0 | 0
37 | Upah Pasang Penghantar TM A3CS 1x120 + 1x70mm² Per Kms |  | JASA | Per Kms | 5898200 | 5898200 | 5898200 | 0.19516 | 7049281.5217 | 8425005.9294 | 10069214.1024 | 12034302.8229 | 14382894.53 |  | 5898200 | 0 | 0 | 0 | 0 | 0 | 0 | 0
38 | Upah Pasang Penghantar TM A3CS 1x70 + 1x70mm² Per Kms |  | JASA | Per Kms | 4892800 | 4892800 | 7257000 | 0.4832 | 10763580.9761 | 15964541.1919 | 23678604.3635 | 35120101.346 | 52090127.4256 |  | 7257000 | 0 | 0 | 0 | 0 | 0 | 0 | 0
39 | Upah Pasang Penghantar TM A3CS 1x70 + 1x50mm² Per Kms |  | JASA | Per Kms | 4892800 | 4892800 | 4892800 | 0.4832 | 7257000 | 10763580.9761 | 15964541.1919 | 23678604.3635 | 35120101.346 |  | 4892800 | 0 | 0 | 0 | 0 | 0 | 0 | 0
40 | Upah Pasang Penghantar TM A3CS 1x70 + 1x35mm² Per Kms |  | JASA | Per Kms | 4340600 | 4340600 | 4340600 | 0.4832 | 6437977.0683 | 9548806.3246 | 14162787.6671 | 21006243.889 | 31156456.8146 |  | 4340600 | 0 | 0 | 0 | 0 | 0 | 0 | 0
41 | Upah Pasang Penghantar TM A3CS 1x35 + 1x35mm² Per Kms |  | JASA | Per Kms | 3282400 | 3282400 | 3282400 | 0.4832 | 4868455.036 | 7220891.5541 | 10710024.9363 | 15885106.8841 | 23560787.4138 |  | 3282400 | 0 | 0 | 0 | 0 | 0 | 0 | 0
42 | Upah Pasang Penghantar TM A3CS 3x240mm² Per Kms |  | JASA | Per Kms | 8584400 | 8584400 | 10226000 | 0.19123 | 12181524.1601 | 14511004.3872 | 17285952.5259 | 20591555.6742 | 24529291.3103 |  | 10226000 | 0 | 0 | 0 | 0 | 0 | 0 | 0
43 | Upah Pasang Penghantar TM A3CS 3x150mm² Per Kms |  | JASA | Per Kms | 6767200 | 6767200 | 10029000 | 0.482 | 14862992.2272 | 22026975.5655 | 32644009.0357 | 48378467.6999 | 71696957.7613 |  | 10029000 | 0 | 0 | 0 | 0 | 0 | 0 | 0
44 | Upah Pasang Penghantar TM A3CS 3x70mm² Per Kms |  | JASA | Per Kms | 5755200 | 5755200 | 9357000 | 0.62583 | 15212929.0033 | 24733697.6446 | 40212887.2777 | 65379480.5145 | 106296184.1769 |  | 9357000 | 0 | 0 | 0 | 0 | 0 | 0 | 0
45 | Upah Pasang Penghantar TM A3CS 3x35mm² Per Kms |  | JASA | Per Kms | 4371400 | 4371400 | 4371400 | 0.62583 | 7107170.8716 | 11555080.2483 | 18786642.6681 | 30543962.9284 | 49659414.2899 |  | 4371400 | 0 | 0 | 0 | 0 | 0 | 0 | 0
46 | Upah Pasang Penghantar TM A3CS 2x240mm² Per Kms |  | JASA | Per Kms | 5997200 | 5997200 | 7551000 | 0.25909 | 9507370.2728 | 11970611.7738 | 15072048.54 | 18977029.0345 | 23893741.4525 |  | 7551000 | 0 | 0 | 0 | 0 | 0 | 0 | 0
47 | Upah Pasang Penghantar TM A3CS 2x150mm² Per Kms |  | JASA | Per Kms | 5354800 | 5354800 | 7425000 | 0.38661 | 10295552.5883 | 14275879.2053 | 19795025.603 | 27447909.3715 | 38059447.0537 |  | 7425000 | 0 | 0 | 0 | 0 | 0 | 0 | 0
48 | Upah Pasang Penghantar TM A3CS 2x70mm² Per Kms |  | JASA | Per Kms | 3944600 | 3944600 | 7257000 | 0.83973 | 13350922.527 | 24562096.2274 | 45187631.7806 | 83133053.7525 | 152942394.9404 |  | 7257000 | 0 | 0 | 0 | 0 | 0 | 0 | 0
49 | Upah Pasang Penghantar TM A3CS 2x35mm² Per Kms |  | JASA | Per Kms | 3341800 | 3341800 | 3341800 | 0.83973 | 6148010.5968 | 11310681.1592 | 20808602.4369 | 38282215.658 | 70428950.7251 |  | 3341800 | 0 | 0 | 0 | 0 | 0 | 0 | 0
50 | Upah Pasang Penghantar TM A3CS 1x240mm² Per Kms |  | JASA | Per Kms | 3002672.4152 | 3002672.4152 | 5760000 | 0.91829 | 11049357.1767 | 21195884.3783 | 40659877.9814 | 77997485.1701 | 149621887.5923 |  | 5760000 | 0 | 0 | 0 | 0 | 0 | 0 | 0
51 | Upah Pasang Penghantar TM A3CS 1x150mm² Per Kms |  | JASA | Per Kms | 2760585.6586 | 2760585.6586 | 5598000 | 1.0278 | 11351795.5519 | 23019518.0872 | 46679682.5704 | 94658487.4895 | 191951374.9968 |  | 5598000 | 0 | 0 | 0 | 0 | 0 | 0 | 0
52 | Upah Pasang Penghantar TM A3CS 1x70mm² Per Kms |  | JASA | Per Kms | 2534400 | 2534400 | 5157000 | 1.0348 | 10493469.4602 | 21352123.5821 | 43447325.3286 | 88406666.9505 | 179889986.3731 |  | 5157000 | 0 | 0 | 0 | 0 | 0 | 0 | 0
53 | Upah Pasang Penghantar TM A3CS 1x50mm² Per Kms |  | JASA | Per Kms | 2530000 | 2530000 | 2530000 | 1.0348 | 5148046.875 | 10475251.6313 | 21315053.9231 | 43371895.9443 | 88253183.1537 |  | 2530000 | 0 | 0 | 0 | 0 | 0 | 0 | 0
54 | Upah Pasang Penghantar TM A3CS 1x35mm² Per Kms |  | JASA | Per Kms | 2239600 | 2239600 | 2239600 | 1.0348 | 4557140.625 | 9272874.9223 | 18868456.4293 | 38393556.5838 | 78123252.5657 |  | 2239600 | 0 | 0 | 0 | 0 | 0 | 0 | 0
55 | Upah Pasang Kabel MVTIC 3 x 240 + N 95 mm² Per Kms |  | JASA | Per Kms | 13242832.6288 | 13242832.6288 | 12813000 | -0.032397 | 13228101.7218 | 13656651.4604 | 14099084.8901 | 14555851.7998 | 15027416.55 |  | 12813000 | 0 | 0 | 0 | 0 | 0 | 0 | 0
[5 empty] | 0 | 0 | [6 empty] | 0 |  | 0 | 0 | 0 | 0 | 0 | 0 | 0 | 0
+ | PENGHANTAR TR |  |  |  | 0 | 0 | [6 empty] | 0 |  | 0 | 0 | 0 | 0 | 0 | 0 | 0 | 0
1 | Upah Pasang Penghantar TR A3C 3x70 + 1x35mm² Per Kms |  | JASA | Per Kms | 5710000 | 5710000 | 11046000 | 0.9345 | 21368496.6725 | 41337375.5244 | 79967189.1494 | 154696597.4332 | 299260703.1957 |  | 11046000 | 0 | 0 | 0 | 0 | 0 | 0 | 0
2 | Upah Pasang Penghantar TR A3C 2x70 + 1x70mm² Per Kms |  | JASA | Per Kms | 4800000 | 4800000 | 9093000 | 0.89438 | 17225551.875 | 32631654.8332 | 61816591.1246 | 117103804.8118 | 221838520.2403 |  | 9093000 | 0 | 0 | 0 | 0 | 0 | 0 | 0
3 | Upah Pasang Penghantar TR A3C 2x70 + 1x35mm² Per Kms |  | JASA | Per Kms | 4416000 | 4416000 | 9093000 | 1.0591 | 18723425.9511 | 38553467.4305 | 79385570.504 | 163463087.0909 | 336587375.6606 |  | 9093000 | 0 | 0 | 0 | 0 | 0 | 0 | 0
4 | Upah Pasang Penghantar TR A3C 2x70mm² Per Kms |  | JASA | Per Kms | 3286000 | 3286000 | 7140000 | 1.1729 | 15514181.3755 | 33710059.3491 | 73247055.3113 | 159155196.2637 | 345821089.8731 |  | 7140000 | 0 | 0 | 0 | 0 | 0 | 0 | 0
5 | Upah Pasang Penghantar TR A3C 2x35mm² Per Kms |  | JASA | Per Kms | 2234000 | 2234000 | 7140000 | 2.1961 | 22819874.6643 | 72933708.6405 | 233100572.8261 | 745003621.2973 | 2381076927.5123 |  | 7140000 | 0 | 0 | 0 | 0 | 0 | 0 | 0
6 | Upah Pasang Penghantar TR LVTC 3x70 + 1x70 mm² Per Kms |  | JASA | Per Kms |  |  | 6252000 | 0.18058 | 7380961.1099 | 8713785.4937 | 10287285.9644 | 12144922.8455 | 14338004.3515 |  | 6252000 | 0 | 0 | 0 | 0 | 0 | 0 | 0
7 | Upah Pasang Penghantar TR LVTC 3x70 + 1x50mm² Per Kms |  | JASA | Per Kms | 4470000 | 4470000 | 4470000 | 0.18058 | 5277174.6899 | 6230105.7512 | 7355113.2855 | 8683270.1726 | 10251260.3089 |  | 4470000 | 0 | 0 | 0 | 0 | 0 | 0 | 0
8 | Upah Pasang Penghantar TR LVTC 2x70 + 1x70 mm² Per Kms |  | JASA | Per Kms |  |  | 5719000 | 0.18058 | 6751714.1055 | 7970911.5864 | 9410266.8634 | 11109535.1493 | 13115650.4937 |  | 5719000 | 0 | 0 | 0 | 0 | 0 | 0 | 0
9 | Upah Pasang Penghantar TR LVTC 2x70 + 1x50mm² Per Kms |  | JASA | Per Kms | 3580000 | 3580000 | 3580000 | 0.18058 | 4226462.0559 | 4989659.6397 | 5890672.3852 | 6954386.4022 | 8210181.6344 |  | 3580000 | 0 | 0 | 0 | 0 | 0 | 0 | 0
[13 empty] | 0 |  | 0 | 0 | 0 | 0 | 0 | 0 | 0 | 0
+ | TRAFO DISTRIBUSI | [11 empty] | 0 |  | 0 | 0 | 0 | 0 | 0 | 0 | 0 | 0
1 | Upah Pasang Trafo 1 Fasa 25 KVA + Bracket |  | JASA | Unit | 355700 | 355700 | 355700 | 0.14818 | 408408.8101 | 468928.1872 | 538415.527 | 618199.7321 | 709806.6264 |  | 355700 | 0 | 0 | 0 | 0 | 0 | 0 | 0
2 | Upah Pasang Trafo 1 Fasa 50 KVA + Bracket | Upah Pasang Trafo 1 Fasa 50 KVA + Bracket | JASA | Unit | 346400 | 346400 | 455837 | 0.31593 | 599848.0675 | 789356.0725 | 1038734.7114 | 1366898.7144 | 1798738.4794 |  | 455837 | 0 | 0 | 0 | 0 | 0 | 0 | 0
3 | Upah Pasang Trafo 1 Fasa 50 KVA 1 Tiang | Upah Pasang Trafo 1 Fasa 50 KVA 1 Tiang | JASA | Unit | 571650 | 571650 | 656359 | 0.14818 | 753620.4616 | 865294.4504 | 993516.6626 | 1140739.269 | 1309777.8114 |  | 656359 | 0 | 0 | 0 | 0 | 0 | 0 | 0
4 | Upah Pasang Trafo 3 Fasa 50 KVA 1 Tiang | Upah Pasang Trafo 3 Fasa 50 KVA 1 Tiang | JASA | Unit | 1182800 | 1182800 | 1582415 | 0.33786 | 2117041.9616 | 2832295.3633 | 3789200.7671 | 5069401.5319 | 6782124.6407 |  | 1582415 | 0 | 0 | 0 | 0 | 0 | 0 | 0
5 | Upah Pasang Trafo 3 Fasa 100 KVA 1 Tiang | Upah Pasang Trafo 3 Fasa 100 KVA 1 Tiang | JASA | Unit | 2953300 | 2953300 | 1689971 | -0.42777 | 2412887.5251 | 3445045.0384 | 4918727.124 | 7022804.1289 | 10026939.2041 |  | 1689971 | 0 | 0 | 0 | 0 | 0 | 0 | 0
6 | Upah Pasang Trafo 3 Fasa 50 KVA 2 Tiang |  | JASA | Unit | 1627400 | 1627400 | 1627400 | 0.14818 | 1868553.5495 | 2145442.0349 | 2463360.7777 | 2828389.7781 | 3247509.9911 |  | 1627400 | 0 | 0 | 0 | 0 | 0 | 0 | 0
7 | Upah Pasang Trafo 3 Fasa 100 KVA 2 Tiang | Upah Pasang Trafo 3 Fasa 100 KVA 2 Tiang | JASA | Unit | 3686500 | 3686500 | 1720660 | -0.53325 | 2638208.4211 | 4045042.9912 | 6202077.3907 | 9509358.5022 | 14580259.7142 |  | 1720660 | 0 | 0 | 0 | 0 | 0 | 0 | 0
8 | Upah Pasang Trafo 3 Fasa 160 KVA 2 Tiang | Upah Pasang Trafo 3 Fasa 160 KVA 2 Tiang | JASA | Unit | 3784400 | 3784400 | 1774438 | -0.53112 | 2716873.5119 | 4159853.2492 | 6369225.1329 | 9752033.6326 | 14931511.7598 |  | 1774438 | 0 | 0 | 0 | 0 | 0 | 0 | 0
9 | Upah Pasang Trafo 3 Fasa 200 KVA 2 Tiang | Upah Pasang Trafo 3 Fasa 200 KVA 2 Tiang | JASA | Unit |  |  | 1859749 | -0.54947 | 2881622.4839 | 4464983.2529 | 6918350.8805 | 10719766.7259 | 16609940.8141 |  | 1859749 | 0 | 0 | 0 | 0 | 0 | 0 | 0
10 | Upah Pasang Trafo 3 Fasa 250 KVA 2 Tiang | Upah Pasang Trafo 3 Fasa 250 KVA 2 Tiang | JASA | Unit | 4127900 | 4127900 | 1859749 | -0.54947 | 2881622.4839 | 4464983.2529 | 6918350.8805 | 10719766.7259 | 16609940.8141 |  | 1859749 | 0 | 0 | 0 | 0 | 0 | 0 | 0
11 | Upah Pasang Trafo 3 Fasa 400 KVA 2 Tiang | Upah Pasang Trafo 3 Fasa 400 KVA 2 Tiang | JASA | Unit | 4540690 | 4540700 | 4540700 | -0.54947 | 7035671.5947 | 10901551.4763 | 16891610.5577 | 26173018.3869 | 40554267.4064 |  | 4540700 | 0 | 0 | 0 | 0 | 0 | 0 | 0
12 | Upah Pasang Trafo 3 Fasa 50 KVA 1 Tiang Tanpa Serandang | Upah Pasang Trafo 3 Fasa 50 KVA 1 Tiang Tanpa Serandang | JASA | unit |  |  | 742137 | 0.14818 | 852109.3312 | 978377.7285 | 1123356.9973 | 1289819.7768 | 1480949.5651 |  | 742137 | 0 | 0 | 0 | 0 | 0 | 0 | 0
13 | Upah Pasang Trafo 3 Fasa 100 KVA 1 Tiang Tanpa Serandang | Upah Pasang Trafo 3 Fasa 100 KVA 1 Tiang Tanpa Serandang | JASA | unit |  |  | 915117 | -0.53325 | 1403106.5845 | 2151318.4516 | 3298517.1129 | 5057463.7781 | 7754375.3727 |  | 915117 | 0 | 0 | 0 | 0 | 0 | 0 | 0
14 | Upah Pasang Trafo 3 Fasa 100 KVA 2 Tiang Tanpa Serandang | Upah Pasang Trafo 3 Fasa 100 KVA 2 Tiang Tanpa Serandang | JASA | unit |  |  | 915117 | -0.53325 | 1403106.5845 | 2151318.4516 | 3298517.1129 | 5057463.7781 | 7754375.3727 |  | 915117 | 0 | 0 | 0 | 0 | 0 | 0 | 0
15 | Upah Pasang Trafo 3 Fasa 160 KVA 2 Tiang Tanpa Serandang | Upah Pasang Trafo 3 Fasa 160 KVA 2 Tiang Tanpa Serandang | JASA | unit |  |  | 1001608 | -0.53112 | 1533579.7839 | 2348091.2228 | 3595204.1418 | 5504680.8639 | 8428314.5597 |  | 1001608 | 0 | 0 | 0 | 0 | 0 | 0 | 0
16 | Upah Pasang Trafo 3 Fasa 200 KVA 2 Tiang Tanpa Serandang | Upah Pasang Trafo 3 Fasa 200 KVA 2 Tiang Tanpa Serandang | JASA | unit |  |  | 1067324 | -0.54947 | 1653784.9118 | 2562487.6182 | 3970493.8329 | 6152155.1031 | 9532570.5079 |  | 1067324 | 0 | 0 | 0 | 0 | 0 | 0 | 0
17 | Upah Pasang Trafo 3 Fasa 250 KVA 2 Tiang Tanpa Serandang | Upah Pasang Trafo 3 Fasa 250 KVA 2 Tiang Tanpa Serandang | JASA | unit |  |  | 1121204 | -0.54947 | 1737270.2743 | 2691845.5572 | 4170929.8839 | 6462724.4494 | 10013787.9255 |  | 1121204 | 0 | 0 | 0 | 0 | 0 | 0 | 0
[13 empty] | 0 |  | 0 | 0 | 0 | 0 | 0 | 0 | 0 | 0
+ | TIANG BETON | [11 empty] | 0 |  | 0 | 0 | 0 | 0 | 0 | 0 | 0 | 0
1 | Upah Pasang Tiang Beton 7M-100 daN |  | JASA | Btg | 367100.8172 | 367100.8172 | 367100.8172 | 0.081533 | 397031.5202 | 429402.5529 | 464412.8817 | 502277.6955 | 543229.7279 |  | 367100.8172 | 0 | 0 | 0 | 0 | 0 | 0 | 0
2 | Upah Pasang Tiang Beton 9M-100 daN |  | JASA | Btg | 483136 | 483136 | 483136 | 0.081533 | 522527.3592 | 565130.4004 | 611206.9806 | 661040.3065 | 714936.6756 |  | 483136 | 0 | 0 | 0 | 0 | 0 | 0 | 0
3 | Upah Pasang Tiang Beton 9M-200 daN | Upah Pasang Tiang Beton 9M-200 daN | JASA | Btg | 542850 | 542850 | 587110 | 0.081533 | 634978.6352 | 686750.1271 | 742742.686 | 803300.4668 | 868795.684 |  | 587110 | 0 | 0 | 0 | 0 | 0 | 0 | 0
4 | Upah Pasang Tiang Beton 9M-350 daN | Upah Pasang Tiang Beton 9M-350 daN | JASA | Btg | 580849 | 580849 | 628210 | 0.081538 | 679432.6995 | 734831.9721 | 794748.3653 | 859550.1938 | 929635.8043 |  | 628210 | 0 | 0 | 0 | 0 | 0 | 0 | 0
5 | Upah Pasang Tiang Beton 11M-200 daN | Upah Pasang Tiang Beton 11M-200 daN | JASA | Btg | 640563 | 640563 | 692790 | 0.081533 | 749275.2221 | 810365.8518 | 876437.3816 | 947895.9191 | 1025180.6829 |  | 692790 | 0 | 0 | 0 | 0 | 0 | 0 | 0
6 | Upah Pasang Tiang Beton 11M-350 daN |  | JASA | Btg | 777904.1125 | 777904.1125 | 777904.1125 | 0.081533 | 841328.6976 | 909924.4574 | 984113.0113 | 1064350.3547 | 1151129.6615 |  | 777904.1125 | 0 | 0 | 0 | 0 | 0 | 0 | 0
7 | Upah Pasang Tiang Beton 12M-200 daN | Upah Pasang Tiang Beton 12M-200 daN | JASA | Btg | 776275 | 776275 | 839570 | 0.081537 | 908025.8734 | 982063.4215 | 1062137.7564 | 1148741.0983 | 1242405.802 |  | 839570 | 0 | 0 | 0 | 0 | 0 | 0 | 0
8 | Upah Pasang Tiang Beton 12M-350 daN | Upah Pasang Tiang Beton 12M-350 daN | JASA | Btg | 852274 | 852274 | 921780 | 0.081554 | 996954.4635 | 1078259.6739 | 1166195.6158 | 1261303.0489 | 1364166.8342 |  | 921780 | 0 | 0 | 0 | 0 | 0 | 0 | 0
9 | Upah Pasang Tiang Beton 12M-500 daN |  | JASA | Btg | 1280085.317 | 1280085.317 | 1280085.317 | 0.081533 | 1384454.0673 | 1497332.2787 | 1619413.7499 | 1751448.8472 | 1894249.1161 |  | 1280085.317 | 0 | 0 | 0 | 0 | 0 | 0 | 0
10 | Upah Pasang Tiang Beton 13M-350 daN | Upah Pasang Tiang Beton 13M-350 daN | JASA | Btg | 901131 | 901131 | 974610 | 0.081541 | 1054080.5411 | 1140031.1788 | 1232990.3057 | 1333529.4001 | 1442266.5391 |  | 974610 | 0 | 0 | 0 | 0 | 0 | 0 | 0
11 | Upah Pasang Tiang Beton 13M-500 daN | Upah Pasang Tiang Beton 13M-500 daN | JASA | Btg | 928273 | 928273 | 1003970 | 0.081546 | 1085839.7916 | 1174385.7417 | 1270152.2646 | 1373728.1695 | 1485750.2807 |  | 1003970 | 0 | 0 | 0 | 0 | 0 | 0 | 0
12 | Upah Pasang Tiang Beton 14M-350 daN | Upah Pasang Tiang Beton 14M-350 daN | JASA | Btg | 1063986 | 1063986 | 1150750 | 0.081546 | 1244589.2733 | 1346080.7813 | 1455848.5348 | 1574567.4298 | 1702967.3979 |  | 1150750 | 0 | 0 | 0 | 0 | 0 | 0 | 0
13 | Upah Pasang Tiang Beton 14M-500 daN |  | JASA | Btg | 1503365.2512 | 1503365.2512 | 1503365.2512 | 0.081533 | 1625938.6067 | 1758505.6929 | 1901881.3251 | 2056946.7529 | 2224655.0761 |  | 1503365.2512 | 0 | 0 | 0 | 0 | 0 | 0 | 0
14 | Upah Pasang Tiang Beton 7M-100 daN+E |  | JASA | Btg | 367100.8172 | 367100.8172 | 367100.8172 | 0.081533 | 397031.5202 | 429402.5529 | 464412.8817 | 502277.6955 | 543229.7279 |  | 367100.8172 | 0 | 0 | 0 | 0 | 0 | 0 | 0
15 | Upah Pasang Tiang Beton 9M-100 daN+E |  | JASA | Btg | 483136 | 483136 | 483136 | 0.081533 | 522527.3592 | 565130.4004 | 611206.9806 | 661040.3065 | 714936.6756 |  | 483136 | 0 | 0 | 0 | 0 | 0 | 0 | 0
16 | Upah Pasang Tiang Beton 9M-200 daN+E |  | JASA | Btg | 542850 | 542850 | 587110 | 0.081533 | 634978.6352 | 686750.1271 | 742742.686 | 803300.4668 | 868795.684 |  | 587110 | 0 | 0 | 0 | 0 | 0 | 0 | 0
17 | Upah Pasang Tiang Beton 9M-350 daN+E |  | JASA | Btg | 580849 | 580849 | 628210 | 0.081538 | 679432.6995 | 734831.9721 | 794748.3653 | 859550.1938 | 929635.8043 |  | 628210 | 0 | 0 | 0 | 0 | 0 | 0 | 0
18 | Upah Pasang Tiang Beton 11M-200 daN+E |  | JASA | Btg | 640563 | 640563 | 692790 | 0.081533 | 749275.2221 | 810365.8518 | 876437.3816 | 947895.9191 | 1025180.6829 |  | 692790 | 0 | 0 | 0 | 0 | 0 | 0 | 0
19 | Upah Pasang Tiang Beton 11M-350 daN+E |  | JASA | Btg | 777904.1125 | 777904.1125 | 777904.1125 | 0.081533 | 841328.6976 | 909924.4574 | 984113.0113 | 1064350.3547 | 1151129.6615 |  | 777904.1125 | 0 | 0 | 0 | 0 | 0 | 0 | 0
20 | Upah Pasang Tiang Beton 12M-200 daN+E |  | JASA | Btg | 776275 | 776275 | 839570 | 0.081537 | 908025.8734 | 982063.4215 | 1062137.7564 | 1148741.0983 | 1242405.802 |  | 839570 | 0 | 0 | 0 | 0 | 0 | 0 | 0
21 | Upah Pasang Tiang Beton 12M-350 daN+E |  | JASA | Btg | 852274 | 852274 | 921780 | 0.081554 | 996954.4635 | 1078259.6739 | 1166195.6158 | 1261303.0489 | 1364166.8342 |  | 921780 | 0 | 0 | 0 | 0 | 0 | 0 | 0
22 | Upah Pasang Tiang Beton 12M-500 daN+E |  | JASA | Btg | 1280085.317 | 1280085.317 | 1280085.317 | 0.081533 | 1384454.0673 | 1497332.2787 | 1619413.7499 | 1751448.8472 | 1894249.1161 |  | 1280085.317 | 0 | 0 | 0 | 0 | 0 | 0 | 0
23 | Upah Pasang Tiang Beton 13M-350 daN+E |  | JASA | Btg | 901131 | 901131 | 974610 | 0.081541 | 1054080.5411 | 1140031.1788 | 1232990.3057 | 1333529.4001 | 1442266.5391 |  | 974610 | 0 | 0 | 0 | 0 | 0 | 0 | 0
24 | Upah Pasang Tiang Beton 13M-500 daN+E |  | JASA | Btg | 928273 | 928273 | 1003970 | 0.081546 | 1085839.7916 | 1174385.7417 | 1270152.2646 | 1373728.1695 | 1485750.2807 |  | 1003970 | 0 | 0 | 0 | 0 | 0 | 0 | 0
25 | Upah Pasang Tiang Beton 14M-350 daN+E |  | JASA | Btg | 1063986 | 1063986 | 1150750 | 0.081546 | 1244589.2733 | 1346080.7813 | 1455848.5348 | 1574567.4298 | 1702967.3979 |  | 1150750 | 0 | 0 | 0 | 0 | 0 | 0 | 0
26 | Upah Pasang Tiang Beton 14M-500 daN+E |  | JASA | Btg | 1503365.2512 | 1503365.2512 | 1503365.2512 | 0.081533 | 1625938.6067 | 1758505.6929 | 1901881.3251 | 2056946.7529 | 2224655.0761 |  | 1503365.2512 | 0 | 0 | 0 | 0 | 0 | 0 | 0
[13 empty] | 0 |  | 0 | 0 | 0 | 0 | 0 | 0 | 0 | 0
+ | KABEL TANAH | [11 empty] | 0 |  | 0 | 0 | 0 | 0 | 0 | 0 | 0 | 0
1 | Upah Pasang Kabel Tanah XLPE 3 x 300 mm² (three core) | Upah Pasang Kabel NA2XSEYBY 3 x 300 mm² | JASA | Per 50 m | 1318750 | 1570000 | 2234300 | 0.42312 | 3179679.293 | 4525068.4359 | 6439720.004 | 9164500.8949 | 13042193.8531 |  | 2234300 | 0 | 0 | 0 | 0 | 0 | 0 | 0
2 | Upah Pasang Kabel Tanah XLPE 3 x 240 mm² (three core) | Upah Pasang Kabel NA2XSEYBY 3 x 240 mm² | JASA | Per 50 m | 1055000 | 1255000 | 1887350 | 0.50386 | 2838318.743 | 4268446.9161 | 6419165.9658 | 9653556.084 | 14517640.6974 |  | 1887350 | 0 | 0 | 0 | 0 | 0 | 0 | 0
3 | Upah Pasang Kabel NYY 1 x 70 mm² | Upah Pasang Kabel NYY 1 x 70 mm² | JASA | Per 1 m | 700 | 700 | 4975 | 6.1071 | 35358.0357 | 251294.611 | 1785986.6994 | 12693262.6135 | 90212830.7175 |  | 4975 | 0 | 0 | 0 | 0 | 0 | 0 | 0
4 | Upah Pasang Kabel NYY 1 x 150 mm² | Upah Pasang Kabel NYY 1 x 150 mm² | JASA | Per 1 m | 1400 | 1700 | 14351 | 7.4418 | 121147.7653 | 1022700.9293 | 8633400.6093 | 72881136.5551 | 615245406.2952 |  | 14351 | 0 | 0 | 0 | 0 | 0 | 0 | 0
5 | Upah Pasang Kabel NA2XS2Y 20 KV 3 x 150 mm² | Upah Pasang Kabel NA2XS2Y 20 KV 3 x 150 mm² | JASA | Per 1 m | 28300 | 33700 | 34661 | 0.028516 | 35649.4042 | 36665.994 | 37711.5733 | 38786.9686 | 39893.0302 |  | 34661 | 0 | 0 | 0 | 0 | 0 | 0 | 0
6 | Upah Pasang Kabel NA2XS2Y 20 KV 3 x 70 mm² | Upah Pasang Kabel NA2XS2Y 20 KV 3 x 70 mm² | JASA | Per 1 m | 16900 | 20100 | 21239 | 0.056667 | 22442.5433 | 23714.2875 | 25058.0971 | 26478.0559 | 27978.4791 |  | 21239 | 0 | 0 | 0 | 0 | 0 | 0 | 0
7 | Upah Pasang Kabel NA2XS2Y 20 KV 1 x 70 mm² | Upah Pasang Kabel NA2XS2Y 20 KV 1 x 70 mm² | JASA | Per 1 m | 4566.6667 | 4566.6667 | 5115 | 0.12007 | 5729.1734 | 6417.0923 | 7187.6118 | 8050.6499 | 9017.3155 |  | 5115 | 0 | 0 | 0 | 0 | 0 | 0 | 0
8 | Upah Pasang Kabel NYFGBY 2 X 16 mm2 | Upah Pasang Kabel NYFGBY 2 x 16 mm² | JASA | Per 1 m | 1100 | 1300 | 1719 | 0.32231 | 2273.0469 | 3005.6674 | 3974.4172 | 5255.4024 | 6949.259 |  | 1719 | 0 | 0 | 0 | 0 | 0 | 0 | 0
9 | Upah Pasang Kabel NYFGBY 2 x 25 mm² | Upah Pasang Kabel NYFGBY 2 x 25 mm² | JASA | Per 1 m |  |  | 2656 | 0.32231 | 3512.0492 | 4644.0097 | 6140.8098 | 8120.04 | 10737.1913 |  | 2656 | 0 | 0 | 0 | 0 | 0 | 0 | 0
10 | Upah Pasang Kabel NYFGBY 2 x 35 mm² | Upah Pasang Kabel NYFGBY 2 x 35 mm² | JASA | Per 1 m |  |  | 2983 | 0.32231 | 3944.4438 | 5215.7684 | 6896.8507 | 9119.7588 | 12059.1272 |  | 2983 | 0 | 0 | 0 | 0 | 0 | 0 | 0
11 | Upah Pasang Kabel NYFGBY 2 x 50 mm² | Upah Pasang Kabel NYFGBY 2 x 50 mm² | JASA | Per 1 m |  |  | 3180 | 0.32231 | 4204.9385 | 5560.2225 | 7352.3249 | 9722.0358 | 12855.5228 |  | 3180 | 0 | 0 | 0 | 0 | 0 | 0 | 0
12 | Upah Pasang Kabel NYFGBY 2 x 70 mm² | Upah Pasang Kabel NYFGBY 2 x 70 mm² | JASA | Per 1 m |  |  | 3475 | 0.32231 | 4595.0192 | 6076.0293 | 8034.3802 | 10623.9228 | 14048.0948 |  | 3475 | 0 | 0 | 0 | 0 | 0 | 0 | 0
13 | Upah Pasang Kabel NYFGBY 4 X 16 mm2 | Upah Pasang Kabel NYFGBY 4 x 16 mm² | JASA | Per 1 m | 2200 | 2600 | 2211 | -0.14962 | 2541.7996 | 2922.0919 | 3359.2819 | 3861.8821 | 4439.6791 |  | 2211 | 0 | 0 | 0 | 0 | 0 | 0 | 0
14 | Upah Pasang Kabel NYFGBY 4 x 25 mm² | Upah Pasang Kabel NYFGBY 4 x 25 mm² | JASA | Per 1 m |  |  | 2852 | -0.14962 | 3278.7031 | 3769.2475 | 4333.1849 | 4981.496 | 5726.8045 |  | 2852 | 0 | 0 | 0 | 0 | 0 | 0 | 0
15 | Upah Pasang Kabel NYFGBY 4 x 35 mm² | Upah Pasang Kabel NYFGBY 4 x 35 mm² | JASA | Per 1 m |  |  | 3147 | -0.14962 | 3617.8396 | 4159.1241 | 4781.393 | 5496.763 | 6319.1633 |  | 3147 | 0 | 0 | 0 | 0 | 0 | 0 | 0
16 | Upah Pasang Kabel NYFGBY 4 x 50 mm² | Upah Pasang Kabel NYFGBY 4 x 50 mm² | JASA | Per 1 m |  |  | 3311 | -0.14962 | 3806.3765 | 4375.869 | 5030.5664 | 5783.2165 | 6648.4746 |  | 3311 | 0 | 0 | 0 | 0 | 0 | 0 | 0
17 | Upah Pasang Kabel NYFGBY 4 X 70 mm2 | Upah Pasang Kabel NYFGBY 4 x 70 mm² | JASA | Per 1 m | 5300 | 6300 | 3568 | -0.43365 | 5115.266 | 7333.5052 | 10513.6856 | 15072.9536 | 21609.352 |  | 3568 | 0 | 0 | 0 | 0 | 0 | 0 | 0
18 | Upah Pasang Kabel NYFGBY 4 X 95 mm2 | Upah Pasang Kabel NYFGBY 4 x 95 mm² | JASA | Per 1 m | 5800 | 6900 | 3748 | -0.45681 | 5460.1299 | 7954.3805 | 11588.0337 | 16881.5819 | 24593.2842 |  | 3748 | 0 | 0 | 0 | 0 | 0 | 0 | 0
19 | Upah Pasang Kabel NYFGBY 4 X 150 mm2 | Upah Pasang Kabel NYFGBY 4 x 150 mm² | JASA | Per 1 m | 7200 | 8600 | 3998 | -0.53512 | 6137.3949 | 9421.6148 | 14463.2743 | 22202.8078 | 34083.8916 |  | 3998 | 0 | 0 | 0 | 0 | 0 | 0 | 0
20 | Upah Pasang Kabel NYFGBY 4 x 300 mm² | Upah Pasang Kabel NYFGBY 4 x 300 mm² | JASA | Per 1 m |  |  | 7868 | -0.53512 | 12078.2949 | 18541.5871 | 28463.4922 | 43694.7702 | 67076.5531 |  | 7868 | 0 | 0 | 0 | 0 | 0 | 0 | 0
21 | Upah Pasang Terminating Kabel 3 x 300 mm² ID |  | JASA | Unit | 11600 | 569629.999 | 569629.999 | -0.14962 | 654855.4104 | 752831.8545 | 865467.082 | 994954.2723 | 1143814.7385 |  | 569629.999 | 0 | 0 | 0 | 0 | 0 | 0 | 0
22 | Upah Pasang Terminating Kabel 3 x 300 mm² OD |  | JASA | Unit | 10700 | 659799.3067 | 659799.3067 | -0.14962 | 758515.4337 | 872001.0121 | 1002465.7789 | 1152450.082 | 1324874.3442 |  | 659799.3067 | 0 | 0 | 0 | 0 | 0 | 0 | 0
23 | Upah Pasang Terminating Kabel 3 x 150 mm² ID |  | JASA | Unit | 11600 | 569629.999 | 569629.999 | -0.14962 | 654855.4104 | 752831.8545 | 865467.082 | 994954.2723 | 1143814.7385 |  | 569629.999 | 0 | 0 | 0 | 0 | 0 | 0 | 0
24 | Upah Pasang Terminating Kabel 3 x 150 mm² OD |  | JASA | Unit | 10700 | 659799.3067 | 659799.3067 | -0.14962 | 758515.4337 | 872001.0121 | 1002465.7789 | 1152450.082 | 1324874.3442 |  | 659799.3067 | 0 | 0 | 0 | 0 | 0 | 0 | 0
25 | Upah Pasang Sepatu kabel bimetal 240 - 300 mm² (2 lubang) |  | JASA | Unit | 11600 | 13800 | 13800 | -0.14962 | 15864.6923 | 18238.2943 | 20967.0238 | 24104.0131 | 27710.3443 |  | 13800 | 0 | 0 | 0 | 0 | 0 | 0 | 0
26 | Upah Pasang Sepatu kabel bimetal 150 mm² (2 lubang) |  | JASA | Unit | 10700 | 12700 | 12700 | -0.14962 | 14600.1154 | 16784.5173 | 19295.7393 | 22182.6787 | 25501.5487 |  | 12700 | 0 | 0 | 0 | 0 | 0 | 0 | 0
27 | Galian Kabel - m³ |  | JASA | Per m³ | 162200 | 162200 | 162200 | -0.14962 | 186467.6154 | 214366.0394 | 246438.4968 | 283309.4873 | 325696.9452 |  | 162200 | 0 | 0 | 0 | 0 | 0 | 0 | 0
[13 empty] | 0 |  | 0 | 0 | 0 | 0 | 0 | 0 | 0 | 0
+ | PERBAIKAN SR | [11 empty] | 0 |  | 0 | 0 | 0 | 0 | 0 | 0 | 0 | 0
1 | Upah Omset Kabel SR 2 x 16 mm² | Upah Omset Kabel SR 2 x 16 mm² | JASA | set |  |  | 34588 | -0.14962 | 39762.8969 | 45712.038 | 52551.2622 | 60413.7395 | 69452.5644 |  | 34588 | 0 | 0 | 0 | 0 | 0 | 0 | 0
[13 empty] | 0 |  | 0 | 0 | 0 | 0 | 0 | 0 | 0 | 0
+ | PEMASANGAN SR DAN APP PELANGGAN | [11 empty] | 0 |  | 0 | 0 | 0 | 0 | 0 | 0 | 0 | 0
1 | Upah Pasang SR + APP 1 Fasa |  | JASA | Unit | 54400 | 54400 | 118134 | 1.1716 | 256537.536 | 557092.0087 | 1209770.3558 | 2627114.1766 | 5704990.9218 |  | 118134 | 0 | 0 | 0 | 0 | 0 | 0 | 0
2 | Upah Pasang SR + APP 3 Fasa |  | JASA | Unit | 106400 | 106400 | 194851 | 0.83131 | 356831.8816 | 653468.5053 | 1196701.05 | 2191526.2809 | 4013356.0842 |  | 194851 | 0 | 0 | 0 | 0 | 0 | 0 | 0
3 | Upah Pasang APP TM dan kWh Meter PS | Upah Pasang APP TM dan kWh Meter PS | JASA | Unit |  |  | 172397 | 0.83131 | 315711.7279 | 578164.905 | 1058797.0855 | 1938981.8695 | 3550869.8896 |  | 172397 | 0 | 0 | 0 | 0 | 0 | 0 | 0
3 | Upah Pasang APP TM + Wiring |  | JASA | Unit | 798700 | 798700 | 798700 | 0.83131 | 1462664.4145 | 2678586.6901 | 4905312.9243 | 8983130.9081 | 16450865.0429 |  | 798700 | 0 | 0 | 0 | 0 | 0 | 0 | 0
4 | Upah Pasang Cubicle Pelanggan | Upah Pasang Cubicle Pelanggan TM | JASA | Unit | 1641700 | 1641700 | 1404881 | -0.14425 | 1607538.3147 | 1839429.413 | 2104771.3355 | 2408389.4405 | 2755805.1553 |  | 1404881 | 0 | 0 | 0 | 0 | 0 | 0 | 0
5 | Upah Pasang Sambungan Rumah 1 Fasa |  | JASA | Unit | 25000 | 25000 | 40266.29 | 0.61065 | 64854.9644 | 104458.7522 | 168246.6564 | 270986.7463 | 436465.2365 |  | 40266.29 | 0 | 0 | 0 | 0 | 0 | 0 | 0
6 | Upah Pasang Sambungan Rumah 3 Fasa |  | JASA | Unit | 60300 | 60300 | 91179.42 | 0.5121 | 137872.0834 | 208475.8972 | 315235.6782 | 476666.7711 | 720766.1645 |  | 91179.42 | 0 | 0 | 0 | 0 | 0 | 0 | 0
7 | Upah Pasang Kwh Meter 1 Fasa Daya 450 VA s.d 11.000 VA | Upah Pasang Kwh Meter 1 Fasa Daya 450 VA s.d 11.000 VA | JASA | Unit |  |  | 57645 | -0.14962 | 66269.5788 | 76184.5274 | 87582.9047 | 100686.6547 | 115750.9273 |  | 57645 | 0 | 0 | 0 | 0 | 0 | 0 | 0
8 | Upah Pasang Kwh Meter 1 Fasa Daya 13.900 VA s.d 22.000 VA | Upah Pasang Kwh Meter 1 Fasa Daya 13.900 VA s.d 22.000 VA | JASA | Unit |  |  | 77867.71 | -0.14962 | 89517.9174 | 102911.175 | 118308.2701 | 136009.0074 | 156358.0473 |  | 77867.71 | 0 | 0 | 0 | 0 | 0 | 0 | 0
9 | Upah Pasang Kwh Meter 3 Fasa Daya 6.600 VA s.d 16.500 VA | Upah Pasang Kwh Meter 3 Fasa Daya 6.600 VA s.d 16.500 VA | JASA | Unit |  |  | 91449.46 | -0.14962 | 105131.7061 | 120861.0268 | 138943.6958 | 159731.8103 | 183630.1465 |  | 91449.46 | 0 | 0 | 0 | 0 | 0 | 0 | 0
10 | Upah Pasang Kwh Meter 3 Fasa Daya 23.000 VA s.d 41.500 VA | Upah Pasang Kwh Meter 3 Fasa Daya 23.000 VA s.d 41.500 VA | JASA | Unit |  |  | 97050.38 | -0.14962 | 111570.6099 | 128263.2896 | 147453.4511 | 169514.7559 | 194876.7712 |  | 97050.38 | 0 | 0 | 0 | 0 | 0 | 0 | 0
11 | Upah Pasang Kwh Meter 3 Fasa Daya 53.000 VA s.d 197.000 VA | Upah Pasang Kwh Meter 3 Fasa Daya 53.000 VA s.d 197.000 VA | JASA | Unit |  |  | 103671.58 | -0.14962 | 119182.4433 | 137013.9704 | 157513.3683 | 181079.7915 | 208172.1141 |  | 103671.58 | 0 | 0 | 0 | 0 | 0 | 0 | 0
12 | Upah Pasang SR dan APP Daya 450 VA | Upah Pasang SR dan APP Daya 450 VA | JASA | Unit |  |  | 118134 | -0.14962 | 135808.6638 | 156127.7293 | 179486.8396 | 206340.8321 | 237212.5951 |  | 118134 | 0 | 0 | 0 | 0 | 0 | 0 | 0
13 | Upah Pasang SR dan APP Daya 900 VA | Upah Pasang SR dan APP Daya 900 VA | JASA | Unit |  |  | 118134 | -0.14962 | 135808.6638 | 156127.7293 | 179486.8396 | 206340.8321 | 237212.5951 |  | 118134 | 0 | 0 | 0 | 0 | 0 | 0 | 0
14 | Upah Pasang SR dan APP Daya 1.300 VA | Upah Pasang SR dan APP Daya 1.300 VA | JASA | Unit |  |  | 118134 | -0.14962 | 135808.6638 | 156127.7293 | 179486.8396 | 206340.8321 | 237212.5951 |  | 118134 | 0 | 0 | 0 | 0 | 0 | 0 | 0
15 | Upah Pasang SR dan APP Daya 2.200 VA | Upah Pasang SR dan APP Daya 2.200 VA | JASA | Unit |  |  | 118134 | -0.14962 | 135808.6638 | 156127.7293 | 179486.8396 | 206340.8321 | 237212.5951 |  | 118134 | 0 | 0 | 0 | 0 | 0 | 0 | 0
16 | Upah Pasang SR dan APP Daya 3.500 VA | Upah Pasang SR dan APP Daya 3.500 VA | JASA | Unit |  |  | 118134 | -0.14962 | 135808.6638 | 156127.7293 | 179486.8396 | 206340.8321 | 237212.5951 |  | 118134 | 0 | 0 | 0 | 0 | 0 | 0 | 0
17 | Upah Pasang SR dan APP Daya 4.400 VA | Upah Pasang SR dan APP Daya 4.400 VA | JASA | Unit |  |  | 118134 | -0.14962 | 135808.6638 | 156127.7293 | 179486.8396 | 206340.8321 | 237212.5951 |  | 118134 | 0 | 0 | 0 | 0 | 0 | 0 | 0
18 | Upah Pasang SR dan APP Daya 5.500 VA | Upah Pasang SR dan APP Daya 5.500 VA | JASA | Unit |  |  | 118134 | -0.14962 | 135808.6638 | 156127.7293 | 179486.8396 | 206340.8321 | 237212.5951 |  | 118134 | 0 | 0 | 0 | 0 | 0 | 0 | 0
19 | Upah Pasang SR dan APP Daya 7.700 VA | Upah Pasang SR dan APP Daya 7.700 VA | JASA | Unit |  |  | 118134 | -0.14962 | 135808.6638 | 156127.7293 | 179486.8396 | 206340.8321 | 237212.5951 |  | 118134 | 0 | 0 | 0 | 0 | 0 | 0 | 0
20 | Upah Pasang SR dan APP Daya 11.000 VA | Upah Pasang SR dan APP Daya 11.000 VA | JASA | Unit |  |  | 118134 | -0.14962 | 135808.6638 | 156127.7293 | 179486.8396 | 206340.8321 | 237212.5951 |  | 118134 | 0 | 0 | 0 | 0 | 0 | 0 | 0
21 | Upah Pasang SR dan APP Daya 13.900 VA | Upah Pasang SR dan APP Daya 13.900 VA | JASA | Unit |  |  | 194851 | -0.14962 | 224003.7073 | 257518.1081 | 296046.7789 | 340339.9316 | 391260.0214 |  | 194851 | 0 | 0 | 0 | 0 | 0 | 0 | 0
22 | Upah Pasang SR dan APP Daya 17.600 VA | Upah Pasang SR dan APP Daya 17.600 VA | JASA | Unit |  |  | 194851 | -0.14962 | 224003.7073 | 257518.1081 | 296046.7789 | 340339.9316 | 391260.0214 |  | 194851 | 0 | 0 | 0 | 0 | 0 | 0 | 0
23 | Upah Pasang SR dan APP Daya 22.000 VA | Upah Pasang SR dan APP Daya 22.000 VA | JASA | Unit |  |  | 194851 | -0.14962 | 224003.7073 | 257518.1081 | 296046.7789 | 340339.9316 | 391260.0214 |  | 194851 | 0 | 0 | 0 | 0 | 0 | 0 | 0
24 | Upah Pasang SR dan APP Daya 6.600 VA | Upah Pasang SR dan APP Daya 6.600 VA | JASA | Unit |  |  | 177171 | -0.14962 | 203678.5073 | 234151.9455 | 269184.6789 | 309458.8482 | 355758.6528 |  | 177171 | 0 | 0 | 0 | 0 | 0 | 0 | 0
25 | Upah Pasang SR dan APP Daya 10.600 VA | Upah Pasang SR dan APP Daya 10.600 VA | JASA | Unit |  |  | 177171 | -0.14962 | 203678.5073 | 234151.9455 | 269184.6789 | 309458.8482 | 355758.6528 |  | 177171 | 0 | 0 | 0 | 0 | 0 | 0 | 0
26 | Upah Pasang SR dan APP Daya 13.200 VA | Upah Pasang SR dan APP Daya 13.200 VA | JASA | Unit |  |  | 177171 | -0.14962 | 203678.5073 | 234151.9455 | 269184.6789 | 309458.8482 | 355758.6528 |  | 177171 | 0 | 0 | 0 | 0 | 0 | 0 | 0
27 | Upah Pasang SR dan APP Daya 16.500 VA | Upah Pasang SR dan APP Daya 16.500 VA | JASA | Unit |  |  | 177171 | -0.14962 | 203678.5073 | 234151.9455 | 269184.6789 | 309458.8482 | 355758.6528 |  | 177171 | 0 | 0 | 0 | 0 | 0 | 0 | 0
28 | Upah Pasang SR dan APP Daya 23.000 VA | Upah Pasang SR dan APP Daya 23.000 VA | JASA | Unit |  |  | 182772 | -0.14962 | 210117.5031 | 241554.3141 | 277694.5557 | 319241.9335 | 367005.4382 |  | 182772 | 0 | 0 | 0 | 0 | 0 | 0 | 0
29 | Upah Pasang SR dan APP Daya 33.000 VA | Upah Pasang SR dan APP Daya 33.000 VA | JASA | Unit |  |  | 182772 | -0.14962 | 210117.5031 | 241554.3141 | 277694.5557 | 319241.9335 | 367005.4382 |  | 182772 | 0 | 0 | 0 | 0 | 0 | 0 | 0
30 | Upah Pasang SR dan APP Daya 41.500 VA | Upah Pasang SR dan APP Daya 41.500 VA | JASA | Unit |  |  | 246208 | -0.14962 | 283044.5046 | 325392.317 | 374076.0137 | 430043.5404 | 494384.6701 |  | 246208 | 0 | 0 | 0 | 0 | 0 | 0 | 0
31 | Upah Pasang SR dan APP Daya 53.000 VA | Upah Pasang SR dan APP Daya 53.000 VA | JASA | Unit |  |  | 252829 | -0.14962 | 290656.1081 | 334142.7335 | 384135.6271 | 441608.2267 | 507679.6113 |  | 252829 | 0 | 0 | 0 | 0 | 0 | 0 | 0
32 | Upah Pasang SR dan APP Daya 66.000 VA | Upah Pasang SR dan APP Daya 66.000 VA | JASA | Unit |  |  | 252829 | -0.14962 | 290656.1081 | 334142.7335 | 384135.6271 | 441608.2267 | 507679.6113 |  | 252829 | 0 | 0 | 0 | 0 | 0 | 0 | 0
33 | Upah Pasang SR dan APP Daya 82.500 VA | Upah Pasang SR dan APP Daya 82.500 VA | JASA | Unit |  |  | 301507 | -0.14962 | 346617.0858 | 398476.3344 | 458094.5244 | 526632.5129 | 605424.8388 |  | 301507 | 0 | 0 | 0 | 0 | 0 | 0 | 0
34 | Upah Pasang SR dan APP Daya 105.000 VA | Upah Pasang SR dan APP Daya 105.000 VA | JASA | Unit |  |  | 301507 | -0.14962 | 346617.0858 | 398476.3344 | 458094.5244 | 526632.5129 | 605424.8388 |  | 301507 | 0 | 0 | 0 | 0 | 0 | 0 | 0
35 | Upah Pasang SR dan APP Daya 131.000 VA | Upah Pasang SR dan APP Daya 131.000 VA | JASA | Unit |  |  | 327735 | -0.14962 | 376769.1981 | 433139.6666 | 497944.0244 | 572444.1111 | 658090.5569 |  | 327735 | 0 | 0 | 0 | 0 | 0 | 0 | 0
36 | Upah Pasang SR dan APP Daya 147.000 VA | Upah Pasang SR dan APP Daya 147.000 VA | JASA | Unit |  |  | 327735 | -0.14962 | 376769.1981 | 433139.6666 | 497944.0244 | 572444.1111 | 658090.5569 |  | 327735 | 0 | 0 | 0 | 0 | 0 | 0 | 0
37 | Upah Pasang SR dan APP Daya 164.000 VA | Upah Pasang SR dan APP Daya 164.000 VA | JASA | Unit |  |  | 327735 | -0.14962 | 376769.1981 | 433139.6666 | 497944.0244 | 572444.1111 | 658090.5569 |  | 327735 | 0 | 0 | 0 | 0 | 0 | 0 | 0
38 | Upah Pasang SR dan APP Daya 197.000 VA | Upah Pasang SR dan APP Daya 197.000 VA | JASA | Unit |  |  | 327735 | -0.14962 | 376769.1981 | 433139.6666 | 497944.0244 | 572444.1111 | 658090.5569 |  | 327735 | 0 | 0 | 0 | 0 | 0 | 0 | 0
[15 empty] | 0 | 0 | 0 | 0 | 0 | 0 | 0 | 0
C | JASA BONGKAR | [13 empty] | 0 | 0 | 0 | 0 | 0 | 0 | 0 | 0
+ | KONSTRUKSI JTR | [13 empty] | 0 | 0 | 0 | 0 | 0 | 0 | 0 | 0
1 | Upah Bongkar Konst. JTR J2 |  | JASA | Unit | 11880 | 11880 | 11880 | 0.73709 | 20636.6486 | 35847.7496 | 62270.826 | 108170.1308 | 187901.4292 |  | 11880 | 0 | 0 | 0 | 0 | 0 | 0 | 0
2 | Upah Bongkar Konst. JTR J3 |  | JASA | Unit | 12300 | 12300 | 12300 | 0.73709 | 21366.2271 | 37115.0943 | 64472.3198 | 111994.3273 | 194544.409 |  | 12300 | 0 | 0 | 0 | 0 | 0 | 0 | 0
3 | Upah Bongkar Konst. JTR J4 |  | JASA | Unit | 16500 | 16500 | 16500 | 0.73709 | 28662.012 | 49788.5412 | 86487.2583 | 150236.2928 | 260974.2072 |  | 16500 | 0 | 0 | 0 | 0 | 0 | 0 | 0
4 | Upah Bongkar Konst. JTR J4-A |  | JASA | Unit | 8940 | 8940 | 8940 | 0.73709 | 15529.5992 | 26976.3368 | 46860.369 | 81400.755 | 141400.5705 |  | 8940 | 0 | 0 | 0 | 0 | 0 | 0 | 0
5 | Upah Bongkar Konst. JTR J5 | Upah Bongkar Konst. JTR CJ5 (Sudut 0⁰-5⁰) | JASA | Unit | 15060 | 15060 | 26160.6 | 0.73709 | 45443.3594 | 78939.2794 | 137124.7618 | 238198.2764 | 413772.2331 |  | 26160.6 | 0 | 0 | 0 | 0 | 0 | 0 | 0
6 | Upah Bongkar Konst. JTR J6 | Upah Bongkar Konst. JTR CJ6 (Single Dead End) | JASA | Unit | 17820 | 17820 | 35602.2 | 0.99788 | 71128.8802 | 142106.8809 | 283912.323 | 567222.4077 | 1133241.6164 |  | 35602.2 | 0 | 0 | 0 | 0 | 0 | 0 | 0
7 | Upah Bongkar Konst. JTR J6-X | Upah Bongkar Konst. JTR CJ6-X (Single Menjadi Double Dead End) | JASA | Unit | 15060 | 15060 | 34225.2 | 1.2726 | 77779.835 | 176761.6473 | 401706.6887 | 912914.4597 | 2074679.9445 |  | 34225.2 | 0 | 0 | 0 | 0 | 0 | 0 | 0
8 | Upah Bongkar Konst. JTR J7 | Upah Bongkar Konst. JTR CJ7 (Sudut 30⁰-60⁰) | JASA | Unit | 22560 | 22560 | 33241.8 | 0.47348 | 48981.2618 | 72173.1077 | 106345.9225 | 156699.0198 | 230893.5052 |  | 33241.8 | 0 | 0 | 0 | 0 | 0 | 0 | 0
9 | Upah Bongkar Konst. JTR J8 | Upah Bongkar Konst. JTR CJ8 (Netral Sudut 0⁰-5⁰) | JASA | Unit | 15060 | 15060 | 26160.6 | 0.73709 | 45443.3594 | 78939.2794 | 137124.7618 | 238198.2764 | 413772.2331 |  | 26160.6 | 0 | 0 | 0 | 0 | 0 | 0 | 0
10 | Upah Bongkar Konst. JTR J10 | Upah Bongkar Konst. JTR CJ10 (Netral Sudut 30⁰-60⁰) | JASA | Unit | 23880 | 23880 | 30291.6 | 0.26849 | 38424.6663 | 48741.3995 | 61828.0979 | 78428.4762 | 99485.9308 |  | 30291.6 | 0 | 0 | 0 | 0 | 0 | 0 | 0
11 | Upah Bongkar Konst. JTR J5-T | Upah Bongkar Konst. JTR CJ5-T (Sudut 0⁰-5⁰) | JASA | Unit | 13320 | 13320 | 35209.2 | 1.6433 | 93069.652 | 246014.1135 | 650297.3066 | 1718952.547 | 4543764.5659 |  | 35209.2 | 0 | 0 | 0 | 0 | 0 | 0 | 0
12 | Upah Bongkar Konst. JTR J6-T | Upah Bongkar Konst. JTR CJ6-T (Single Dead End) | JASA | Unit | 18180 | 18180 | 37176 | 1.0449 | 76020.6257 | 155453.3984 | 317884.243 | 650036.5577 | 1329249.6738 |  | 37176 | 0 | 0 | 0 | 0 | 0 | 0 | 0
13 | Upah Bongkar Konst. JTR J7-T | Upah Bongkar Konst. JTR CJ7-T (Netral Sudut 5⁰-60⁰) | JASA | Unit | 13920 | 13920 | 39143.4 | 1.812 | 110072.2531 | 309526.0225 | 870395.1802 | 2447573.7571 | 6882640.7042 |  | 39143.4 | 0 | 0 | 0 | 0 | 0 | 0 | 0
14 | Upah Bongkar Konst. JTR MJ6-T | Upah Bongkar Konst. JTR MJ6-T (Pelindung Ujung JTR LVTC) | JASA | Unit | 10320 | 10320 | 30783 | 1.9828 | 91821.0358 | 273888.2697 | 816967.3069 | 2436889.9814 | 7268874.4476 |  | 30783 | 0 | 0 | 0 | 0 | 0 | 0 | 0
15 | Upah Bongkar Konst. JTR SJ5 (Sudut 0⁰-5⁰) | Upah Bongkar Konst. JTR SJ5 (Sudut 0⁰-5⁰) | JASA | Unit |  |  | 25963.8 | 0.73709 | 45101.4998 | 78345.4379 | 136093.2047 | 236406.3672 | 410659.5225 |  | 25963.8 | 0 | 0 | 0 | 0 | 0 | 0 | 0
16 | Upah Bongkar Konst. JTR SJ6 (Single Dead End) | Upah Bongkar Konst. JTR SJ6 (Single Dead End) | JASA | Unit |  |  | 35209.2 | 0.99788 | 70343.7138 | 140538.2137 | 280778.316 | 560961.0417 | 1120732.166 |  | 35209.2 | 0 | 0 | 0 | 0 | 0 | 0 | 0
17 | Upah Bongkar Konst. JTR SJ6-X (Single Menjadi Double Dead End) | Upah Bongkar Konst. JTR SJ6-X (Single Menjadi Double Dead End) | JASA | Unit |  |  | 34225.2 | 1.2726 | 77779.835 | 176761.6473 | 401706.6887 | 912914.4597 | 2074679.9445 |  | 34225.2 | 0 | 0 | 0 | 0 | 0 | 0 | 0
18 | Upah Bongkar Konst. JTR SJ7 (Sudut 30⁰-60⁰) | Upah Bongkar Konst. JTR SJ7 (Sudut 30⁰-60⁰) | JASA | Unit |  |  | 33832.2 | 0.47348 | 49851.2068 | 73454.9578 | 108234.7081 | 159482.1152 | 234994.3519 |  | 33832.2 | 0 | 0 | 0 | 0 | 0 | 0 | 0
19 | Upah Bongkar Konst. JTR SJ8 (Netral Sudut 0⁰-5⁰) | Upah Bongkar Konst. JTR SJ8 (Netral Sudut 0⁰-5⁰) | JASA | Unit |  |  | 25963.8 | 0.73709 | 45101.4998 | 78345.4379 | 136093.2047 | 236406.3672 | 410659.5225 |  | 25963.8 | 0 | 0 | 0 | 0 | 0 | 0 | 0
20 | Upah Bongkar Konst. JTR SJ10 (Netral Sudut 30⁰-60⁰) | Upah Bongkar Konst. JTR SJ10 (Netral Sudut 30⁰-60⁰) | JASA | Unit |  |  | 30291.6 | 0.26849 | 38424.6663 | 48741.3995 | 61828.0979 | 78428.4762 | 99485.9308 |  | 30291.6 | 0 | 0 | 0 | 0 | 0 | 0 | 0
21 | Upah Bongkar Konst. JTR SJ5-T (Sudut 0⁰-5⁰) | Upah Bongkar Konst. JTR SJ5-T (Sudut 0⁰-5⁰) | JASA | Unit |  |  | 35209.2 | 1.6433 | 93069.652 | 246014.1135 | 650297.3066 | 1718952.547 | 4543764.5659 |  | 35209.2 | 0 | 0 | 0 | 0 | 0 | 0 | 0
22 | Upah Bongkar Konst. JTR SJ6-T (Single Dead End) | Upah Bongkar Konst. JTR SJ6-T (Single Dead End) | JASA | Unit |  |  | 37176 | 1.0449 | 76020.6257 | 155453.3984 | 317884.243 | 650036.5577 | 1329249.6738 |  | 37176 | 0 | 0 | 0 | 0 | 0 | 0 | 0
23 | Upah Bongkar Konst. JTR SJ7-T (Netral Sudut 5⁰-60⁰) | Upah Bongkar Konst. JTR SJ7-T (Netral Sudut 5⁰-60⁰) | JASA | Unit |  |  | 37176 | 1.812 | 104539.8734 | 293968.8278 | 826647.9463 | 2324555.4038 | 6536709.9133 |  | 37176 | 0 | 0 | 0 | 0 | 0 | 0 | 0
24 | Upah Bongkar Konst. JTR B13-B |  | JASA | Unit | 11880 | 11880 | 11880 | 0.73709 | 20636.6486 | 35847.7496 | 62270.826 | 108170.1308 | 187901.4292 |  | 11880 | 0 | 0 | 0 | 0 | 0 | 0 | 0
25 | Upah Bongkar Konst. JTR B13-D |  | JASA | Unit | 11880 | 11880 | 11880 | 0.73709 | 20636.6486 | 35847.7496 | 62270.826 | 108170.1308 | 187901.4292 |  | 11880 | 0 | 0 | 0 | 0 | 0 | 0 | 0
26 | Upah Bongkar Konst. JTR B15-B |  | JASA | Unit | 12300 | 12300 | 12300 | 0.73709 | 21366.2271 | 37115.0943 | 64472.3198 | 111994.3273 | 194544.409 |  | 12300 | 0 | 0 | 0 | 0 | 0 | 0 | 0
27 | Upah Bongkar Konst. JTR B15-D |  | JASA | Unit | 12300 | 12300 | 12300 | 0.73709 | 21366.2271 | 37115.0943 | 64472.3198 | 111994.3273 | 194544.409 |  | 12300 | 0 | 0 | 0 | 0 | 0 | 0 | 0
28 | Upah Bongkar Konst. JTR B16-B |  | JASA | Unit | 16500 | 16500 | 16500 | 0.73709 | 28662.012 | 49788.5412 | 86487.2583 | 150236.2928 | 260974.2072 |  | 16500 | 0 | 0 | 0 | 0 | 0 | 0 | 0
29 | Upah Bongkar Konst. JTR B16-D |  | JASA | Unit | 16500 | 16500 | 16500 | 0.73709 | 28662.012 | 49788.5412 | 86487.2583 | 150236.2928 | 260974.2072 |  | 16500 | 0 | 0 | 0 | 0 | 0 | 0 | 0
30 | Upah Bongkar Konst. JTR B71-B |  | JASA | Unit | 13260 | 13260 | 13260 | 0.73709 | 23033.8351 | 40011.8822 | 69504.3058 | 120735.348 | 209728.3629 |  | 13260 | 0 | 0 | 0 | 0 | 0 | 0 | 0
[5 empty] | 0 | 0 | [8 empty] | 0 | 0 | 0 | 0 | 0 | 0 | 0 | 0
+ | KONSTRUKSI JTM 1 FASA |  |  |  | 0 | 0 | 0 | [7 empty] | 0 | 0 | 0 | 0 | 0 | 0 | 0 | 0
1 | Upah Bongkar Konst. JTM 1 Fasa A1 | Upah Bongkar Konst. JTM 1 Fasa CA1 (Sudut 0⁰-10⁰) | JASA | Unit | 31920 | 31920 | 44467.8 | 0.3931 | 61948.159 | 86300.0735 | 120224.7622 | 167485.297 | 233324.0191 |  | 44467.8 | 0 | 0 | 0 | 0 | 0 | 0 | 0
2 | Upah Bongkar Konst. JTM 1 Fasa A1' | Upah Bongkar Konst. JTM 1 Fasa CA1' (Sudut 0⁰-10⁰ Tanpa Netral) | JASA | Unit | 16200 | 16200 | 38959.8 | 1.4049 | 93695.4331 | 225330.5762 | 541903.3446 | 1303237.4027 | 3134189.4173 |  | 38959.8 | 0 | 0 | 0 | 0 | 0 | 0 | 0
3 | Upah Bongkar Konst. JTM 1 Fasa A1-N | Upah Bongkar Konst. JTM 1 Fasa CA1-N (Sudut 0⁰-10⁰ Netral Atas) | JASA | Unit | 31920 | 31920 | 44664.6 | 0.39927 | 62497.6972 | 87450.96 | 122367.2353 | 171224.4241 | 239588.672 |  | 44664.6 | 0 | 0 | 0 | 0 | 0 | 0 | 0
4 | Upah Bongkar Konst. JTM 1 Fasa A1-PN | Upah Bongkar Konst. JTM 1 Fasa CA1-PN (Sudut 10⁰-25⁰ Netral Atas) | JASA | Unit | 31920 | 31920 | 48598.8 | 0.52252 | 73992.5865 | 112655.1038 | 171519.5131 | 261141.6828 | 397593.1207 |  | 48598.8 | 0 | 0 | 0 | 0 | 0 | 0 | 0
5 | Upah Bongkar Konst. JTM 1 Fasa A1-P | Upah Bongkar Konst. JTM 1 Fasa CA1-P (Sudut 10⁰-25⁰) | JASA | Unit | 48060 | 48060 | 48402 | 0.0071161 | 48746.4337 | 49093.3184 | 49442.6716 | 49794.5109 | 50148.8538 |  | 48402 | 0 | 0 | 0 | 0 | 0 | 0 | 0
6 | Upah Bongkar Konst. JTM 1 Fasa A2 | Upah Bongkar Konst. JTM 1 Fasa CA2 (Sudut 20⁰-30⁰) | JASA | Unit | 48060 | 48060 | 62185.2 | 0.29391 | 80461.9039 | 104110.2701 | 134709.0714 | 174301.0934 | 225529.5121 |  | 62185.2 | 0 | 0 | 0 | 0 | 0 | 0 | 0
7 | Upah Bongkar Konst. JTM 1 Fasa A2' | Upah Bongkar Konst. JTM 1 Fasa CA2' (Sudut 20⁰-30⁰ Tanpa Netral) | JASA | Unit | 26400 | 26400 | 52743 | 0.99784 | 105372.1231 | 210516.7381 | 420578.9515 | 840249.8348 | 1678685.4939 |  | 52743 | 0 | 0 | 0 | 0 | 0 | 0 | 0
8 | Upah Bongkar Konst. JTM 1 Fasa A2-N | Upah Bongkar Konst. JTM 1 Fasa CA2-N (Sudut 20⁰-30⁰ Netral Atas) | JASA | Unit | 50400 | 50400 | 80077.8 | 0.58885 | 127231.2312 | 202150.7358 | 321186.234 | 510315.2185 | 810811.9048 |  | 80077.8 | 0 | 0 | 0 | 0 | 0 | 0 | 0
9 | Upah Bongkar Konst. JTM 1 Fasa A3 | Upah Bongkar Konst. JTM 1 Fasa CA3 (Sudut 25⁰-60⁰) | JASA | Unit | 42180 | 42180 | 61988.4 | 0.46962 | 91099.1402 | 133880.7478 | 196753.28 | 289151.7549 | 424942.0256 |  | 61988.4 | 0 | 0 | 0 | 0 | 0 | 0 | 0
10 | Upah Bongkar Konst. JTM 1 Fasa A3' | Upah Bongkar Konst. JTM 1 Fasa CA3' (Sudut 25⁰-60⁰ Tanpa Netral) | JASA | Unit | 27120 | 27120 | 49202.4 | 0.81425 | 89265.3453 | 161949.4553 | 293816.441 | 533055.828 | 967095.3567 |  | 49202.4 | 0 | 0 | 0 | 0 | 0 | 0 | 0
11 | Upah Bongkar Konst. JTM 1 Fasa A3-N | Upah Bongkar Konst. JTM 1 Fasa CA3-N (Sudut 25⁰-60⁰ Netral Atas) | JASA | Unit | 42180 | 42180 | 62578.2 | 0.4836 | 92840.9463 | 137738.7223 | 204349.0116 | 303171.9611 | 449785.5765 |  | 62578.2 | 0 | 0 | 0 | 0 | 0 | 0 | 0
12 | Upah Bongkar Konst. JTM 1 Fasa A4 | Upah Bongkar Konst. JTM 1 Fasa CA4 (Sudut 60⁰-90⁰) | JASA | Unit | 46800 | 46800 | 99586.2 | 1.1279 | 211910.4964 | 450926.5187 | 959531.164 | 2041796.2052 | 4344759.0865 |  | 99586.2 | 0 | 0 | 0 | 0 | 0 | 0 | 0
13 | Upah Bongkar Konst. JTM 1 Fasa A4' | Upah Bongkar Konst. JTM 1 Fasa CA4' (Sudut 60⁰-90⁰ Tanpa Netral) | JASA | Unit | 45240 | 45240 | 64769.4 | 0.43168 | 92729.3363 | 132759.1396 | 190069.1826 | 272119.0741 | 389588.6198 |  | 64769.4 | 0 | 0 | 0 | 0 | 0 | 0 | 0
14 | Upah Bongkar Konst. JTM 1 Fasa A4-N | Upah Bongkar Konst. JTM 1 Fasa CA4-N (Sudut 60⁰-90⁰ Netral Atas) | JASA | Unit | 46800 | 46800 | 99586.2 | 1.1279 | 211910.4964 | 450926.5187 | 959531.164 | 2041796.2052 | 4344759.0865 |  | 99586.2 | 0 | 0 | 0 | 0 | 0 | 0 | 0
15 | Upah Bongkar Konst. JTM 1 Fasa A5 | Upah Bongkar Konst. JTM 1 Fasa CA5 (Single Dead End) | JASA | Unit | 22740 | 22740 | 55497 | 1.4405 | 135440.5017 | 330542.7231 | 806689.9518 | 1968727.8917 | 4804683.017 |  | 55497 | 0 | 0 | 0 | 0 | 0 | 0 | 0
16 | Upah Bongkar Konst. JTM 1 Fasa A5' | Upah Bongkar Konst. JTM 1 Fasa CA5' (Single Dead End Tanpa Netral) | JASA | Unit | 21720 | 21720 | 40350.6 | 0.85776 | 74961.8287 | 139261.2692 | 258714.354 | 480629.8072 | 892895.999 |  | 40350.6 | 0 | 0 | 0 | 0 | 0 | 0 | 0
17 | Upah Bongkar Konst. JTM 1 Fasa A5-N | Upah Bongkar Konst. JTM 1 Fasa CA5-N (Single Dead End Netral Atas) | JASA | Unit | 22740 | 22740 | 55497 | 1.4405 | 135440.5017 | 330542.7231 | 806689.9518 | 1968727.8917 | 4804683.017 |  | 55497 | 0 | 0 | 0 | 0 | 0 | 0 | 0
18 | Upah Bongkar Konst. JTM 1 Fasa A5-1 | Upah Bongkar Konst. JTM 1 Fasa CA5-1 (Tapping TM 1 Fasa) | JASA | Unit | 24420 | 24420 | 62971.8 | 1.5787 | 162385.2414 | 418742.4629 | 1079810.2632 | 2784504.338 | 7180395.179 |  | 62971.8 | 0 | 0 | 0 | 0 | 0 | 0 | 0
19 | Upah Bongkar Konst. JTM 1 Fasa A5-1' | Upah Bongkar Konst. JTM 1 Fasa CA5-1' (Tapping TM 1 Fasa Tanpa Netral) | JASA | Unit | 20100 | 20100 | 43300.8 | 1.1543 | 93281.5563 | 200953.5329 | 432907.8973 | 932599.9145 | 2009070.765 |  | 43300.8 | 0 | 0 | 0 | 0 | 0 | 0 | 0
20 | Upah Bongkar Konst. JTM 1 Fasa A5-2 | Upah Bongkar Konst. JTM 1 Fasa CA5-2 (Tapping TM 1 Fasa) | JASA | Unit | 24420 | 24420 | 67889.4 | 1.7801 | 188737.5361 | 524704.2623 | 1458716.5252 | 4055339.4622 | 11274142.6242 |  | 67889.4 | 0 | 0 | 0 | 0 | 0 | 0 | 0
21 | Upah Bongkar Konst. JTM 1 Fasa A5-2' | Upah Bongkar Konst. JTM 1 Fasa CA5-2' (Tapping TM 1 Fasa Tanpa Netral) | JASA | Unit | 20100 | 20100 | 27762.6 | 0.38122 | 38346.3661 | 52964.9166 | 73156.4076 | 101045.3773 | 139566.2881 |  | 27762.6 | 0 | 0 | 0 | 0 | 0 | 0 | 0
22 | Upah Bongkar Konst. JTM 1 Fasa A5-3 | Upah Bongkar Konst. JTM 1 Fasa CA5-3 (Single Menjadi Double Dead End) | JASA | Unit | 24420 | 24420 | 64545.6 | 1.6431 | 170603.3775 | 450929.458 | 1191871.9257 | 3150290.2771 | 8326673.8785 |  | 64545.6 | 0 | 0 | 0 | 0 | 0 | 0 | 0
23 | Upah Bongkar Konst. JTM 1 Fasa A5-3' | Upah Bongkar Konst. JTM 1 Fasa CA5-3' (Single Menjadi Double Dead End) | JASA | Unit | 20100 | 20100 | 44874.6 | 1.2326 | 100185.5585 | 223670.9882 | 499360.5037 | 1114855.8637 | 2488990.5942 |  | 44874.6 | 0 | 0 | 0 | 0 | 0 | 0 | 0
24 | Upah Bongkar Konst. JTM 1 Fasa A5-4 | Upah Bongkar Konst. JTM 1 Fasa CA5-4 (Single Menjadi Double Dead End) | JASA | Unit | 24420 | 24420 | 84622.8 | 2.4653 | 293243.9918 | 1016180.4942 | 3521377.5073 | 12202654.567 | 42285945.8188 |  | 84622.8 | 0 | 0 | 0 | 0 | 0 | 0 | 0
25 | Upah Bongkar Konst. JTM 1 Fasa A5-4' | Upah Bongkar Konst. JTM 1 Fasa CA5-4' (Single Menjadi Double Dead End) | JASA | Unit | 20100 | 20100 | 63378.6 | 2.1532 | 199843.1312 | 630138.2029 | 1986929.2092 | 6265114.0088 | 19754933.0706 |  | 63378.6 | 0 | 0 | 0 | 0 | 0 | 0 | 0
26 | Upah Bongkar Konst. JTM 1 Fasa A6 | Upah Bongkar Konst. JTM 1 Fasa CA6 (Double Dead End) | JASA | Unit | 42240 | 42240 | 88177.2 | 1.0875 | 184072.41 | 384256.3853 | 802146.1206 | 1674502.8151 | 3495572.1976 |  | 88177.2 | 0 | 0 | 0 | 0 | 0 | 0 | 0
27 | Upah Bongkar Konst. JTM 1 Fasa A6' | Upah Bongkar Konst. JTM 1 Fasa CA6' (Double Dead End Tanpa Netral) | JASA | Unit | 40260 | 40260 | 58671 | 0.4573 | 85501.3969 | 124601.4024 | 181581.9394 | 264619.8203 | 385631.1346 |  | 58671 | 0 | 0 | 0 | 0 | 0 | 0 | 0
28 | Upah Bongkar Konst. JTM 1 Fasa A6-N | Upah Bongkar Konst. JTM 1 Fasa CA6-N (Double Dead End Netral Atas) | JASA | Unit | 42240 | 42240 | 88177.2 | 1.0875 | 184072.41 | 384256.3853 | 802146.1206 | 1674502.8151 | 3495572.1976 |  | 88177.2 | 0 | 0 | 0 | 0 | 0 | 0 | 0
29 | Upah Bongkar Konst. JTM 1 Fasa A7 | Upah Bongkar Konst. JTM 1 Fasa CA7 (Single Dead End Netral Sejajar) | JASA | Unit | 28020 | 28020 | 91101 | 2.2513 | 296195.2963 | 963015.2635 | 3131036.8852 | 10179892.6222 | 33097730.1134 |  | 91101 | 0 | 0 | 0 | 0 | 0 | 0 | 0
30 | Upah Bongkar Konst. JTM 1 Fasa A7-A | Upah Bongkar Konst. JTM 1 Fasa CA7-A (Single Dead End Netral Sejajar) | JASA | Unit | 28020 | 28020 | 91101 | 2.2513 | 296195.2963 | 963015.2635 | 3131036.8852 | 10179892.6222 | 33097730.1134 |  | 91101 | 0 | 0 | 0 | 0 | 0 | 0 | 0
31 | Upah Bongkar Konst. JTM 1 Fasa A8 | Upah Bongkar Konst. JTM 1 Fasa CA8 (Double Dead End Netral Sejajar) | JASA | Unit | 45360 | 45360 | 123388.2 | 1.7202 | 335640.3858 | 913008.4447 | 2483564.1219 | 6755787.1823 | 18377081.5698 |  | 123388.2 | 0 | 0 | 0 | 0 | 0 | 0 | 0
32 | Upah Bongkar Konst. JTM 1 Fasa A8-A | Upah Bongkar Konst. JTM 1 Fasa CA8-A (Double Dead End Netral Sejajar) | JASA | Unit | 45360 | 45360 | 123388.2 | 1.7202 | 335640.3858 | 913008.4447 | 2483564.1219 | 6755787.1823 | 18377081.5698 |  | 123388.2 | 0 | 0 | 0 | 0 | 0 | 0 | 0
33 | Upah Bongkar Konst. JTM 1 Fasa A9 | Upah Bongkar Konst. JTM 1 Fasa CA9 (Tarikan Lurus Netral Sejajar) | JASA | Unit | 36060 | 36060 | 83224.8 | 1.308 | 192078.961 | 443309.2933 | 1023137.1956 | 2361352.9805 | 5449892.6659 |  | 83224.8 | 0 | 0 | 0 | 0 | 0 | 0 | 0
34 | Upah Bongkar Konst. JTM 1 Fasa A9-N | Upah Bongkar Konst. JTM 1 Fasa CA9-N (Over Building) | JASA | Unit | 33660 | 33660 | 51742.2 | 0.5372 | 79538.1836 | 122266.2093 | 187947.7913 | 288913.6128 | 444118.4176 |  | 51742.2 | 0 | 0 | 0 | 0 | 0 | 0 | 0
35 | Upah Bongkar Konst. JTM 1 Fasa SA1 (Sudut 0⁰-10⁰) | Upah Bongkar Konst. JTM 1 Fasa SA1 (Sudut 0⁰-10⁰) | JASA | Unit |  |  | 43681.2 | 0.3931 | 60852.3454 | 84773.4939 | 118098.0818 | 164522.6154 | 229196.7029 |  | 43681.2 | 0 | 0 | 0 | 0 | 0 | 0 | 0
36 | Upah Bongkar Konst. JTM 1 Fasa SA1' (Sudut 0⁰-10⁰ Tanpa Netral) | Upah Bongkar Konst. JTM 1 Fasa SA1' (Sudut 0⁰-10⁰ Tanpa Netral) | JASA | Unit |  |  | 38173.2 | 1.4049 | 91803.7184 | 220781.1424 | 530962.2932 | 1276924.9847 | 3070910.0012 |  | 38173.2 | 0 | 0 | 0 | 0 | 0 | 0 | 0
37 | Upah Bongkar Konst. JTM 1 Fasa SA1-N (Sudut 0⁰-10⁰ Netral Atas) | Upah Bongkar Konst. JTM 1 Fasa SA1-N (Sudut 0⁰-10⁰ Netral Atas) | JASA | Unit |  |  | 43681.2 | 0.39927 | 61121.6581 | 85525.5141 | 119673.0224 | 167454.5012 | 234313.5436 |  | 43681.2 | 0 | 0 | 0 | 0 | 0 | 0 | 0
38 | Upah Bongkar Konst. JTM 1 Fasa SA1-PN (Sudut 10⁰-25⁰ Netral Atas) | Upah Bongkar Konst. JTM 1 Fasa SA1-PN (Sudut 10⁰-25⁰ Netral Atas) | JASA | Unit |  |  | 47614.8 | 0.52252 | 72494.428 | 110374.1293 | 168046.6866 | 255854.2391 | 389542.8884 |  | 47614.8 | 0 | 0 | 0 | 0 | 0 | 0 | 0
39 | Upah Bongkar Konst. JTM 1 Fasa SA1-P (Sudut 10⁰-25⁰) | Upah Bongkar Konst. JTM 1 Fasa SA1-P (Sudut 10⁰-25⁰) | JASA | Unit |  |  | 47614.8 | 0.0071161 | 47953.6319 | 48294.875 | 48638.5464 | 48984.6634 | 49333.2434 |  | 47614.8 | 0 | 0 | 0 | 0 | 0 | 0 | 0
40 | Upah Bongkar Konst. JTM 1 Fasa SA2 (Sudut 20⁰-30⁰) | Upah Bongkar Konst. JTM 1 Fasa SA2 (Sudut 20⁰-30⁰) | JASA | Unit |  |  | 61398 | 0.29391 | 79443.3398 | 102792.3423 | 133003.7946 | 172094.6227 | 222674.5429 |  | 61398 | 0 | 0 | 0 | 0 | 0 | 0 | 0
41 | Upah Bongkar Konst. JTM 1 Fasa SA2' (Sudut 20⁰-30⁰ Tanpa Netral) | Upah Bongkar Konst. JTM 1 Fasa SA2' (Sudut 20⁰-30⁰ Tanpa Netral) | JASA | Unit |  |  | 51956.4 | 0.99784 | 103800.6214 | 207377.1278 | 414306.5096 | 827718.4938 | 1653649.8681 |  | 51956.4 | 0 | 0 | 0 | 0 | 0 | 0 | 0
42 | Upah Bongkar Konst. JTM 1 Fasa SA2-N (Sudut 20⁰-30⁰ Netral Atas) | Upah Bongkar Konst. JTM 1 Fasa SA2-N (Sudut 20⁰-30⁰ Netral Atas) | JASA | Unit |  |  | 79487.4 | 0.58885 | 126293.177 | 200660.3128 | 318818.1825 | 506552.7511 | 804833.9265 |  | 79487.4 | 0 | 0 | 0 | 0 | 0 | 0 | 0
43 | Upah Bongkar Konst. JTM 1 Fasa SA3 (Sudut 25⁰-60⁰) | Upah Bongkar Konst. JTM 1 Fasa SA3 (Sudut 25⁰-60⁰) | JASA | Unit |  |  | 63168.6 | 0.46962 | 92833.5809 | 136429.7096 | 200499.2747 | 294656.9284 | 433032.5164 |  | 63168.6 | 0 | 0 | 0 | 0 | 0 | 0 | 0
44 | Upah Bongkar Konst. JTM 1 Fasa SA3' (Sudut 25⁰-60⁰ Tanpa Netral) | Upah Bongkar Konst. JTM 1 Fasa SA3' (Sudut 25⁰-60⁰ Tanpa Netral) | JASA | Unit |  |  | 49792.2 | 0.81425 | 90335.3887 | 163890.7791 | 297338.4833 | 539445.6856 | 978688.1416 |  | 49792.2 | 0 | 0 | 0 | 0 | 0 | 0 | 0
45 | Upah Bongkar Konst. JTM 1 Fasa SA3-N (Sudut 25⁰-60⁰ Netral Atas) | Upah Bongkar Konst. JTM 1 Fasa SA3-N (Sudut 25⁰-60⁰ Netral Atas) | JASA | Unit |  |  | 63168.6 | 0.4836 | 93716.8631 | 139038.2314 | 206276.9619 | 306032.2659 | 454029.1215 |  | 63168.6 | 0 | 0 | 0 | 0 | 0 | 0 | 0
46 | Upah Bongkar Konst. JTM 1 Fasa SA4 (Sudut 60⁰-90⁰) | Upah Bongkar Konst. JTM 1 Fasa SA4 (Sudut 60⁰-90⁰) | JASA | Unit |  |  | 100766.4 | 1.1279 | 214421.8561 | 456270.4667 | 970902.6058 | 2065993.6129 | 4396248.9985 |  | 100766.4 | 0 | 0 | 0 | 0 | 0 | 0 | 0
47 | Upah Bongkar Konst. JTM 1 Fasa SA4' (Sudut 60⁰-90⁰ Tanpa Netral) | Upah Bongkar Konst. JTM 1 Fasa SA4' (Sudut 60⁰-90⁰ Tanpa Netral) | JASA | Unit |  |  | 65359.2 | 0.43168 | 93573.7438 | 133968.0645 | 191799.9814 | 274597.0318 | 393136.273 |  | 65359.2 | 0 | 0 | 0 | 0 | 0 | 0 | 0
48 | Upah Bongkar Konst. JTM 1 Fasa SA4-N (Sudut 60⁰-90⁰ Netral Atas) | Upah Bongkar Konst. JTM 1 Fasa SA4-N (Sudut 60⁰-90⁰ Netral Atas) | JASA | Unit |  |  | 100766.4 | 1.1279 | 214421.8561 | 456270.4667 | 970902.6058 | 2065993.6129 | 4396248.9985 |  | 100766.4 | 0 | 0 | 0 | 0 | 0 | 0 | 0
49 | Upah Bongkar Konst. JTM 1 Fasa SA5 (Single Dead End) | Upah Bongkar Konst. JTM 1 Fasa SA5 (Single Dead End) | JASA | Unit |  |  | 36417.6 | 1.4405 | 88877.2008 | 216904.9259 | 529356.7578 | 1291895.8659 | 3152873.565 |  | 36417.6 | 0 | 0 | 0 | 0 | 0 | 0 | 0
50 | Upah Bongkar Konst. JTM 1 Fasa SA5' (Single Dead End Tanpa Netral) | Upah Bongkar Konst. JTM 1 Fasa SA5' (Single Dead End Tanpa Netral) | JASA | Unit |  |  | 40940.4 | 0.85776 | 76057.537 | 141296.8349 | 262495.9515 | 487655.1169 | 905947.3554 |  | 40940.4 | 0 | 0 | 0 | 0 | 0 | 0 | 0
51 | Upah Bongkar Konst. JTM 1 Fasa SA5-N (Single Dead End Netral Atas) | Upah Bongkar Konst. JTM 1 Fasa SA5-N (Single Dead End Netral Atas) | JASA | Unit |  |  | 56677.2 | 1.4405 | 138320.7814 | 337572.0494 | 823845.032 | 2010594.8874 | 4906859.4751 |  | 56677.2 | 0 | 0 | 0 | 0 | 0 | 0 | 0
52 | Upah Bongkar Konst. JTM 1 Fasa SA5-1 (Tapping TM 1 Fasa) | Upah Bongkar Konst. JTM 1 Fasa SA5-1 (Tapping TM 1 Fasa) | JASA | Unit |  |  | 64545.6 | 1.5787 | 166443.596 | 429207.7329 | 1106797.0318 | 2854095.0584 | 7359848.6158 |  | 64545.6 | 0 | 0 | 0 | 0 | 0 | 0 | 0
53 | Upah Bongkar Konst. JTM 1 Fasa SA5-1' (Tapping TM 1 Fasa Tanpa Netral) | Upah Bongkar Konst. JTM 1 Fasa SA5-1' (Tapping TM 1 Fasa Tanpa Netral) | JASA | Unit |  |  | 44874.6 | 1.1543 | 96671.9443 | 208257.3395 | 448642.259 | 966495.9567 | 2082091.9464 |  | 44874.6 | 0 | 0 | 0 | 0 | 0 | 0 | 0
54 | Upah Bongkar Konst. JTM 1 Fasa SA5-2 (Tapping TM 1 Fasa) | Upah Bongkar Konst. JTM 1 Fasa SA5-2 (Tapping TM 1 Fasa) | JASA | Unit |  |  | 68479.8 | 1.7801 | 190378.8917 | 529267.3516 | 1471402.2499 | 4090606.7118 | 11372188.1778 |  | 68479.8 | 0 | 0 | 0 | 0 | 0 | 0 | 0
55 | Upah Bongkar Konst. JTM 1 Fasa SA5-2' (Tapping TM 1 Fasa Tanpa Netral) | Upah Bongkar Konst. JTM 1 Fasa SA5-2' (Tapping TM 1 Fasa Tanpa Netral) | JASA | Unit |  |  | 48808.8 | 0.38122 | 67415.8801 | 93116.4236 | 128614.6279 | 177645.5955 | 245368.3388 |  | 48808.8 | 0 | 0 | 0 | 0 | 0 | 0 | 0
56 | Upah Bongkar Konst. JTM 1 Fasa SA5-3 (Single Menjadi Double Dead End) | Upah Bongkar Konst. JTM 1 Fasa SA5-3 (Single Menjadi Double Dead End) | JASA | Unit |  |  | 64545.6 | 1.6431 | 170603.3775 | 450929.458 | 1191871.9257 | 3150290.2771 | 8326673.8785 |  | 64545.6 | 0 | 0 | 0 | 0 | 0 | 0 | 0
57 | Upah Bongkar Konst. JTM 1 Fasa SA5-3' (Single Menjadi Double Dead End) | Upah Bongkar Konst. JTM 1 Fasa SA5-3' (Single Menjadi Double Dead End) | JASA | Unit |  |  | 44874.6 | 1.2326 | 100185.5585 | 223670.9882 | 499360.5037 | 1114855.8637 | 2488990.5942 |  | 44874.6 | 0 | 0 | 0 | 0 | 0 | 0 | 0
58 | Upah Bongkar Konst. JTM 1 Fasa SA5-4 (Single Menjadi Double Dead End) | Upah Bongkar Konst. JTM 1 Fasa SA5-4 (Single Menjadi Double Dead End) | JASA | Unit |  |  | 83836.2 | 2.4653 | 290518.1812 | 1006734.7234 | 3488645.0103 | 12089226.4119 | 41892882.4247 |  | 83836.2 | 0 | 0 | 0 | 0 | 0 | 0 | 0
59 | Upah Bongkar Konst. JTM 1 Fasa SA5-4' (Single Menjadi Double Dead End) | Upah Bongkar Konst. JTM 1 Fasa SA5-4' (Single Menjadi Double Dead End) | JASA | Unit |  |  | 62592 | 2.1532 | 197362.8523 | 622317.4762 | 1962269.1738 | 6187356.8687 | 19509752.0417 |  | 62592 | 0 | 0 | 0 | 0 | 0 | 0 | 0
60 | Upah Bongkar Konst. JTM 1 Fasa SA6 (Double Dead End) | Upah Bongkar Konst. JTM 1 Fasa SA6 (Double Dead End) | JASA | Unit |  |  | 88964.4 | 1.0875 | 185715.7124 | 387686.8256 | 809307.2624 | 1689451.9019 | 3526778.8409 |  | 88964.4 | 0 | 0 | 0 | 0 | 0 | 0 | 0
61 | Upah Bongkar Konst. JTM 1 Fasa SA6' (Double Dead End Tanpa Netral) | Upah Bongkar Konst. JTM 1 Fasa SA6' (Double Dead End Tanpa Netral) | JASA | Unit |  |  | 59458.2 | 0.4573 | 86648.5855 | 126273.2032 | 184018.2589 | 268170.2749 | 390805.2211 |  | 59458.2 | 0 | 0 | 0 | 0 | 0 | 0 | 0
62 | Upah Bongkar Konst. JTM 1 Fasa SA6-N (Double Dead End Netral Atas) | Upah Bongkar Konst. JTM 1 Fasa SA6-N (Double Dead End Netral Atas) | JASA | Unit |  |  | 88964.4 | 1.0875 | 185715.7124 | 387686.8256 | 809307.2624 | 1689451.9019 | 3526778.8409 |  | 88964.4 | 0 | 0 | 0 | 0 | 0 | 0 | 0
63 | Upah Bongkar Konst. JTM 1 Fasa SA7 (Single Dead End Netral Sejajar) | Upah Bongkar Konst. JTM 1 Fasa SA7 (Single Dead End Netral Sejajar) | JASA | Unit |  |  | 90904.2 | 2.2513 | 295555.4434 | 960934.9197 | 3124273.0949 | 10157901.6137 | 33026231.0817 |  | 90904.2 | 0 | 0 | 0 | 0 | 0 | 0 | 0
64 | Upah Bongkar Konst. JTM 1 Fasa SA7-A (Single Dead End Netral Sejajar) | Upah Bongkar Konst. JTM 1 Fasa SA7-A (Single Dead End Netral Sejajar) | JASA | Unit |  |  | 90904.2 | 2.2513 | 295555.4434 | 960934.9197 | 3124273.0949 | 10157901.6137 | 33026231.0817 |  | 90904.2 | 0 | 0 | 0 | 0 | 0 | 0 | 0
65 | Upah Bongkar Konst. JTM 1 Fasa SA8 (Double Dead End Netral Sejajar) | Upah Bongkar Konst. JTM 1 Fasa SA8 (Double Dead End Netral Sejajar) | JASA | Unit |  |  | 122797.8 | 1.7202 | 334034.3806 | 908639.792 | 2471680.5199 | 6723461.427 | 18289149.1017 |  | 122797.8 | 0 | 0 | 0 | 0 | 0 | 0 | 0
66 | Upah Bongkar Konst. JTM 1 Fasa SA8-A (Double Dead End Netral Sejajar) | Upah Bongkar Konst. JTM 1 Fasa SA8-A (Double Dead End Netral Sejajar) | JASA | Unit |  |  | 122797.8 | 1.7202 | 334034.3806 | 908639.792 | 2471680.5199 | 6723461.427 | 18289149.1017 |  | 122797.8 | 0 | 0 | 0 | 0 | 0 | 0 | 0
67 | Upah Bongkar Konst. JTM 1 Fasa SA9 (Tarikan Lurus Netral Sejajar) | Upah Bongkar Konst. JTM 1 Fasa SA9 (Tarikan Lurus Netral Sejajar) | JASA | Unit |  |  | 79487.4 | 1.308 | 183453.216 | 423401.4755 | 977190.8797 | 2255311.0239 | 5205152.7704 |  | 79487.4 | 0 | 0 | 0 | 0 | 0 | 0 | 0
68 | Upah Bongkar Konst. JTM 1 Fasa SA9-N (Over Building) | Upah Bongkar Konst. JTM 1 Fasa SA9-N (Over Building) | JASA | Unit |  |  | 51742.2 | 0.5372 | 79538.1836 | 122266.2093 | 187947.7913 | 288913.6128 | 444118.4176 |  | 51742.2 | 0 | 0 | 0 | 0 | 0 | 0 | 0
[5 empty] | 0 | 0 | [8 empty] | 0 | 0 | 0 | 0 | 0 | 0 | 0 | 0
+ | KONSTRUKSI JTM 1 FASA MENJADI 3 FASA |  |  |  | 0 | 0 | 0 | [7 empty] | 0 | 0 | 0 | 0 | 0 | 0 | 0 | 0
1 | Upah Bongkar Konst. JTM 1-3 Fasa B1 | Upah Bongkar Konst. JTM 1-3 Fasa CB1 (Sudut 0⁰-10⁰) | JASA | Unit | 38820 | 38820 | 57652.8 | 0.48513 | 85621.9822 | 127159.8922 | 188849.1456 | 280465.7913 | 416528.5465 |  | 57652.8 | 0 | 0 | 0 | 0 | 0 | 0 | 0
2 | Upah Bongkar Konst. JTM 1-3 Fasa B1-A | Upah Bongkar Konst. JTM 1-3 Fasa CB1-A (Sudut 0⁰-10⁰ Side Bracket) | JASA | Unit | 38820 | 38820 | 47620.8 | 0.22671 | 58416.8107 | 71660.3622 | 87906.3312 | 107835.3894 | 132282.5222 |  | 47620.8 | 0 | 0 | 0 | 0 | 0 | 0 | 0
3 | Upah Bongkar Konst. JTM 1-3 Fasa B2 | Upah Bongkar Konst. JTM 1-3 Fasa CB2 (Sudut 10⁰-25⁰) | JASA | Unit | 47880 | 47880 | 96620.4 | 1.018 | 194977.0613 | 393457.8458 | 793986.0995 | 1602240.0694 | 3233272.2724 |  | 96620.4 | 0 | 0 | 0 | 0 | 0 | 0 | 0
4 | Upah Bongkar Konst. JTM 1-3 Fasa B3 | Upah Bongkar Konst. JTM 1-3 Fasa CB3 (Sudut 30⁰-60⁰) | JASA | Unit | 49920 | 49920 | 158868.6 | 2.1825 | 505593.5911 | 1609033.373 | 5120690.6916 | 16296413.4858 | 51862748.3075 |  | 158868.6 | 0 | 0 | 0 | 0 | 0 | 0 | 0
5 | Upah Bongkar Konst. JTM 1-3 Fasa B4 | Upah Bongkar Konst. JTM 1-3 Fasa CB4 (Double Dead End) | JASA | Unit | 64260 | 64260 | 198996.6 | 2.0967 | 616241.0024 | 1908339.0017 | 5909632.3216 | 18300602.8518 | 56672233.8228 |  | 198996.6 | 0 | 0 | 0 | 0 | 0 | 0 | 0
6 | Upah Bongkar Konst. JTM 1-3 Fasa B5 | Upah Bongkar Konst. JTM 1-3 Fasa CB5 (Single Dead End) | JASA | Unit | 110640 | 110640 | 95455.2 | -0.13725 | 108555.9603 | 123454.736 | 140398.296 | 159667.2769 | 181580.8314 |  | 95455.2 | 0 | 0 | 0 | 0 | 0 | 0 | 0
7 | Upah Bongkar Konst. JTM 1-3 Fasa SB1 (Sudut 0⁰-10⁰) | Upah Bongkar Konst. JTM 1-3 Fasa SB1 (Sudut 0⁰-10⁰) | JASA | Unit |  |  | 57456 | 0.48513 | 85329.7083 | 126725.8271 | 188204.5019 | 279508.4108 | 415106.7106 |  | 57456 | 0 | 0 | 0 | 0 | 0 | 0 | 0
8 | Upah Bongkar Konst. JTM 1-3 Fasa SB1-A (Sudut 0⁰-10⁰ Side Bracket) | Upah Bongkar Konst. JTM 1-3 Fasa SB1-A (Sudut 0⁰-10⁰ Side Bracket) | JASA | Unit |  |  | 47227.2 | 0.22671 | 57933.9785 | 71068.0681 | 87179.7593 | 106944.098 | 131189.168 |  | 47227.2 | 0 | 0 | 0 | 0 | 0 | 0 | 0
9 | Upah Bongkar Konst. JTM 1-3 Fasa SB2 (Sudut 10⁰-25⁰) | Upah Bongkar Konst. JTM 1-3 Fasa SB2 (Sudut 10⁰-25⁰) | JASA | Unit |  |  | 96817.2 | 1.018 | 195374.1978 | 394259.2553 | 795603.3197 | 1605503.5712 | 3239857.9209 |  | 96817.2 | 0 | 0 | 0 | 0 | 0 | 0 | 0
10 | Upah Bongkar Konst. JTM 1-3 Fasa SB3 (Sudut 30⁰-60⁰) | Upah Bongkar Konst. JTM 1-3 Fasa SB3 (Sudut 30⁰-60⁰) | JASA | Unit |  |  | 159065.4 | 2.1825 | 506219.9 | 1611026.5785 | 5127033.9963 | 16316600.8241 | 51926993.7838 |  | 159065.4 | 0 | 0 | 0 | 0 | 0 | 0 | 0
11 | Upah Bongkar Konst. JTM 1-3 Fasa SB4 (Double Dead End) | Upah Bongkar Konst. JTM 1-3 Fasa SB4 (Double Dead End) | JASA | Unit |  |  | 199587 | 2.0967 | 618069.3185 | 1914000.8238 | 5927165.5203 | 18354898.6333 | 56840373.8154 |  | 199587 | 0 | 0 | 0 | 0 | 0 | 0 | 0
12 | Upah Bongkar Konst. JTM 1-3 Fasa SB5 (Single Dead End) | Upah Bongkar Konst. JTM 1-3 Fasa SB5 (Single Dead End) | JASA | Unit |  |  | 95652 | -0.13725 | 108779.7702 | 123709.2627 | 140687.7552 | 159996.4629 | 181955.1966 |  | 95652 | 0 | 0 | 0 | 0 | 0 | 0 | 0
[5 empty] | 0 | 0 | [8 empty] | 0 | 0 | 0 | 0 | 0 | 0 | 0 | 0
+ | KONSTRUKSI JTM 3 FASA |  |  |  | 0 | 0 | 0 | [7 empty] | 0 | 0 | 0 | 0 | 0 | 0 | 0 | 0
1 | Upah Bongkar Konst. JTM 3 Fasa C1 | Upah Bongkar Konst. JTM 3 Fasa CC1 (Sudut 0⁰-10⁰) | JASA | Unit | 45120 | 45120 | 76361.4 | 0.69241 | 129234.5614 | 218717.4653 | 370158.9508 | 626459.5679 | 1060224.5046 |  | 76361.4 | 0 | 0 | 0 | 0 | 0 | 0 | 0
2 | Upah Bongkar Konst. JTM 3 Fasa C1' | Upah Bongkar Konst. JTM 3 Fasa CC1' (Sudut 0⁰-10⁰ Tanpa Netral) | JASA | Unit | 43860 | 43860 | 70853.4 | 0.61544 | 114459.7422 | 184903.372 | 298701.1532 | 482535.1638 | 779508.823 |  | 70853.4 | 0 | 0 | 0 | 0 | 0 | 0 | 0
3 | Upah Bongkar Konst. JTM 3 Fasa C1-N | Upah Bongkar Konst. JTM 3 Fasa CC1-N (Sudut 0⁰-5⁰ Netral Di Atas) | JASA | Unit | 45120 | 45120 | 81869.4 | 0.81448 | 148550.5021 | 269542.1206 | 489079.1597 | 887425.03 | 1610216.1958 |  | 81869.4 | 0 | 0 | 0 | 0 | 0 | 0 | 0
4 | Upah Bongkar Konst. JTM 3 Fasa C1-1 | Upah Bongkar Konst. JTM 3 Fasa CC1-1 (Sudut 0⁰-10⁰) | JASA | Unit | 44940 | 44940 | 72612.6 | 0.61577 | 117325.093 | 189570.0945 | 306301.2337 | 494911.637 | 799662.2325 |  | 72612.6 | 0 | 0 | 0 | 0 | 0 | 0 | 0
5 | Upah Bongkar Konst. JTM 3 Fasa C1-1' | Upah Bongkar Konst. JTM 3 Fasa CC1-1' (Sudut 0⁰-10⁰ Tanpa Netral) | JASA | Unit | 50940 | 50940 | 67104.6 | 0.31733 | 88398.6522 | 116449.8664 | 153402.4677 | 202081.1 | 266206.7409 |  | 67104.6 | 0 | 0 | 0 | 0 | 0 | 0 | 0
6 | Upah Bongkar Konst. JTM 3 Fasa C1-1N | Upah Bongkar Konst. JTM 3 Fasa CC1-1N (Sudut 0⁰-5⁰ Netral Di Atas) | JASA | Unit | 47640 | 47640 | 72612.6 | 0.52419 | 110675.686 | 168691.2115 | 257118.1247 | 391897.8913 | 597328.3968 |  | 72612.6 | 0 | 0 | 0 | 0 | 0 | 0 | 0
7 | Upah Bongkar Konst. JTM 3 Fasa C1-A | Upah Bongkar Konst. JTM 3 Fasa CC1-A (Sudut 0⁰-10⁰) | JASA | Unit | 50340 | 50340 | 82058.4 | 0.63008 | 133762.0384 | 218043.2826 | 355428.7426 | 579378.5048 | 944435.302 |  | 82058.4 | 0 | 0 | 0 | 0 | 0 | 0 | 0
8 | Upah Bongkar Konst. JTM 3 Fasa C1-A' | Upah Bongkar Konst. JTM 3 Fasa CC1-A' (Sudut 0⁰-10⁰ Tanpa Netral) | JASA | Unit | 50940 | 50940 | 80885.4 | 0.58786 | 128434.3921 | 203935.3588 | 323820.0446 | 514179.6984 | 816443.4742 |  | 80885.4 | 0 | 0 | 0 | 0 | 0 | 0 | 0
9 | Upah Bongkar Konst. JTM 3 Fasa C2 | Upah Bongkar Konst. JTM 3 Fasa CC2 (Sudut 10⁰-20⁰) | JASA | Unit | 48240 | 48240 | 80295.6 | 0.6645 | 133652.2259 | 222464.4625 | 370292.6513 | 616353.0392 | 1025921.167 |  | 80295.6 | 0 | 0 | 0 | 0 | 0 | 0 | 0
10 | Upah Bongkar Konst. JTM 3 Fasa C2' | Upah Bongkar Konst. JTM 3 Fasa CC2' (Sudut 10⁰-20⁰ Tanpa Netral) | JASA | Unit | 44640 | 44640 | 70853.4 | 0.58722 | 112459.7736 | 178498.1478 | 283315.4272 | 449683.2726 | 713745.2684 |  | 70853.4 | 0 | 0 | 0 | 0 | 0 | 0 | 0
11 | Upah Bongkar Konst. JTM 3 Fasa C2-N | Upah Bongkar Konst. JTM 3 Fasa CC2-N (Sudut 0⁰-5⁰ Netral Di Atas) | JASA | Unit | 55080 | 55080 | 85016.4 | 0.54351 | 131223.4617 | 202544.4137 | 312628.847 | 482545.0092 | 744811.9013 |  | 85016.4 | 0 | 0 | 0 | 0 | 0 | 0 | 0
12 | Upah Bongkar Konst. JTM 3 Fasa C2-1 | Upah Bongkar Konst. JTM 3 Fasa CC2-1 (Sudut 10⁰-30⁰) | JASA | Unit | 47280 | 47280 | 118671 | 1.51 | 297859.6921 | 747616.4873 | 1876488.9205 | 4709915.7504 | 11821709.222 |  | 118671 | 0 | 0 | 0 | 0 | 0 | 0 | 0
13 | Upah Bongkar Konst. JTM 3 Fasa C2-1' | Upah Bongkar Konst. JTM 3 Fasa CC2-1' (Sudut 10⁰-30⁰ Tanpa Netral) | JASA | Unit | 58920 | 58920 | 113163 | 0.92062 | 217343.2547 | 417434.0586 | 801732.6948 | 1539824.7954 | 2957420.1175 |  | 113163 | 0 | 0 | 0 | 0 | 0 | 0 | 0
14 | Upah Bongkar Konst. JTM 3 Fasa CC2-1N (Sudut 0⁰-5⁰ Netral Di Atas) | Upah Bongkar Konst. JTM 3 Fasa CC2-1N (Sudut 0⁰-5⁰ Netral Di Atas) | JASA | Unit |  |  | 125358.6 | 0.92062 | 240766.3824 | 462421.0138 | 888135.5938 | 1705772.0332 | 3276141.8974 |  | 125358.6 | 0 | 0 | 0 | 0 | 0 | 0 | 0
15 | Upah Bongkar Konst. JTM 3 Fasa C2-A | Upah Bongkar Konst. JTM 3 Fasa CC2-A (Sudut 10⁰-25⁰) | JASA | Unit | 59940 | 59940 | 138742.8 | 1.3147 | 321147.2231 | 743357.7735 | 1720646.2946 | 3982770.8495 | 9218898.5555 |  | 138742.8 | 0 | 0 | 0 | 0 | 0 | 0 | 0
16 | Upah Bongkar Konst. JTM 3 Fasa C2-A' | Upah Bongkar Konst. JTM 3 Fasa CC2-A' (Sudut 10⁰-25⁰ Tanpa Netral) | JASA | Unit | 58920 | 58920 | 128907.6 | 1.1878 | 282029.3506 | 617035.4161 | 1349975.4685 | 2953531.8687 | 6461858.5322 |  | 128907.6 | 0 | 0 | 0 | 0 | 0 | 0 | 0
17 | Upah Bongkar Konst. JTM 3 Fasa C3 | Upah Bongkar Konst. JTM 3 Fasa CC3 (Sudut 30⁰-60⁰) | JASA | Unit | 58140 | 58140 | 120070.8 | 1.0652 | 247970.3649 | 512108.7046 | 1057607.5309 | 2184172.3825 | 4510755.5093 |  | 120070.8 | 0 | 0 | 0 | 0 | 0 | 0 | 0
18 | Upah Bongkar Konst. JTM 3 Fasa C3' | Upah Bongkar Konst. JTM 3 Fasa CC3' (Sudut 30⁰-60⁰ Tanpa Netral) | JASA | Unit | 56340 | 56340 | 106695 | 0.89377 | 202055.7867 | 382647.1808 | 724645.7394 | 1372312.3387 | 2598843.8938 |  | 106695 | 0 | 0 | 0 | 0 | 0 | 0 | 0
19 | Upah Bongkar Konst. JTM 3 Fasa C3-VN | Upah Bongkar Konst. JTM 3 Fasa CC3-VN (Sudut 30⁰-60⁰ Vertikal Netral Di Atas) | JASA | Unit | 58140 | 58140 | 121251 | 1.0855 | 252869.0231 | 527358.4781 | 1099806.3782 | 2293646.7691 | 4783401.5205 |  | 121251 | 0 | 0 | 0 | 0 | 0 | 0 | 0
20 | Upah Bongkar Konst. JTM 3 Fasa C4-1 | Upah Bongkar Konst. JTM 3 Fasa CC4-1 (Sudut 30⁰-60⁰ Vertikal) | JASA | Unit | 105060 | 105060 | 200015.4 | 0.90382 | 380793.4536 | 724962.4495 | 1380198.4991 | 2627650.4367 | 5002575.2252 |  | 200015.4 | 0 | 0 | 0 | 0 | 0 | 0 | 0
21 | Upah Bongkar Konst. JTM 3 Fasa C5-1 | Upah Bongkar Konst. JTM 3 Fasa CC5-1 (Single Dead End Vertikal) | JASA | Unit | 57540 | 57540 | 103153.8 | 0.79273 | 184927.1195 | 331524.7671 | 594335.0628 | 1065483.4933 | 1910126.3673 |  | 103153.8 | 0 | 0 | 0 | 0 | 0 | 0 | 0
22 | Upah Bongkar Konst. JTM 3 Fasa C7 | Upah Bongkar Konst. JTM 3 Fasa CC7 (Single Dead End) | JASA | Unit | 61080 | 61080 | 131086.8 | 1.1461 | 281331.8457 | 603780.1472 | 1295802.3477 | 2780985.3174 | 5968409.7267 |  | 131086.8 | 0 | 0 | 0 | 0 | 0 | 0 | 0
23 | Upah Bongkar Konst. JTM 3 Fasa C7' | Upah Bongkar Konst. JTM 3 Fasa CC7' (Single Dead End Tanpa Netral) | JASA | Unit | 55860 | 55860 | 115350 | 1.065 | 238195.8915 | 491870.6782 | 1015705.0257 | 2097414.5133 | 4331127.177 |  | 115350 | 0 | 0 | 0 | 0 | 0 | 0 | 0
24 | Upah Bongkar Konst. JTM 3 Fasa C7-1 | Upah Bongkar Konst. JTM 3 Fasa CC7-1 (Single Dead End Long Span) | JASA | Unit | 71880 | 71880 | 140922 | 0.96052 | 276280.0513 | 541651.8835 | 1061918.0122 | 2081908.8776 | 4081618.8487 |  | 140922 | 0 | 0 | 0 | 0 | 0 | 0 | 0
25 | Upah Bongkar Konst. JTM 3 Fasa C7-1' | Upah Bongkar Konst. JTM 3 Fasa CC7-1' (Single Dead End Long Span Tanpa Netral) | JASA | Unit | 58680 | 58680 | 125185.2 | 1.1334 | 267064.32 | 569742.6775 | 1215462.6965 | 2593011.9419 | 5531811.8363 |  | 125185.2 | 0 | 0 | 0 | 0 | 0 | 0 | 0
26 | Upah Bongkar Konst. JTM 3 Fasa C7-N | Upah Bongkar Konst. JTM 3 Fasa CC7-N (Single Dead End Netral Di Atas) | JASA | Unit | 61080 | 61080 | 132070.2 | 1.1622 | 285568.7251 | 617470.8355 | 1335126.0109 | 2886875.5613 | 6242145.2645 |  | 132070.2 | 0 | 0 | 0 | 0 | 0 | 0 | 0
27 | Upah Bongkar Konst. JTM 3 Fasa C8 | Upah Bongkar Konst. JTM 3 Fasa CC8 (Double Dead End) | JASA | Unit | 115680 | 115680 | 258863.4 | 1.2378 | 579272.6475 | 1296269.7705 | 2900733.0577 | 6491127.436 | 14525547.354 |  | 258863.4 | 0 | 0 | 0 | 0 | 0 | 0 | 0
28 | Upah Bongkar Konst. JTM 3 Fasa C8' | Upah Bongkar Konst. JTM 3 Fasa CC8' (Double Dead End Tanpa Netral) | JASA | Unit | 117900 | 117900 | 225423 | 0.91198 | 431005.3344 | 824075.6192 | 1575620.0026 | 3012561.3897 | 5759971.3838 |  | 225423 | 0 | 0 | 0 | 0 | 0 | 0 | 0
29 | Upah Bongkar Konst. JTM 3 Fasa C8-A | Upah Bongkar Konst. JTM 3 Fasa CC8-A (Double Dead End Sudut 60⁰-90⁰) | JASA | Unit | 118500 | 118500 | 280885.2 | 1.3703 | 665793.2116 | 1578155.7756 | 3740764.5626 | 8866881.0321 | 21017516.0513 |  | 280885.2 | 0 | 0 | 0 | 0 | 0 | 0 | 0
30 | Upah Bongkar Konst. JTM 3 Fasa C8-A' | Upah Bongkar Konst. JTM 3 Fasa CC8-A' (Double Dead End Sudut 60⁰-90⁰ Tanpa Netral) | JASA | Unit | 120120 | 120120 | 245674.2 | 1.0452 | 502462.6419 | 1027656.5733 | 2101804.0835 | 4298693.2798 | 8791858.4129 |  | 245674.2 | 0 | 0 | 0 | 0 | 0 | 0 | 0
31 | Upah Bongkar Konst. JTM 3 Fasa C8-AN | Upah Bongkar Konst. JTM 3 Fasa CC8-AN (Double Dead End Sudut 60⁰-90⁰ Netral Di Atas) | JASA | Unit | 118500 | 118500 | 280885.2 | 1.3703 | 665793.2116 | 1578155.7756 | 3740764.5626 | 8866881.0321 | 21017516.0513 |  | 280885.2 | 0 | 0 | 0 | 0 | 0 | 0 | 0
32 | Upah Bongkar Konst. JTM 3 Fasa C9 | Upah Bongkar Konst. JTM 3 Fasa CC9 (Alley Arm Cross Arm Pendek) | JASA | Unit | 50460 | 50460 | 68093.4 | 0.34945 | 91888.8451 | 123999.6806 | 167331.745 | 225806.3307 | 304715.0376 |  | 68093.4 | 0 | 0 | 0 | 0 | 0 | 0 | 0
33 | Upah Bongkar Konst. JTM 3 Fasa C9' | Upah Bongkar Konst. JTM 3 Fasa CC9' (Alley Arm Cross Arm Pendek Tanpa Netral) | JASA | Unit | 41400 | 41400 | 79107.6 | 0.91081 | 151159.7193 | 288837.7442 | 551914.5104 | 1054604.6454 | 2015150.7838 |  | 79107.6 | 0 | 0 | 0 | 0 | 0 | 0 | 0
34 | Upah Bongkar Konst. JTM 3 Fasa C9-N | Upah Bongkar Konst. JTM 3 Fasa CC9-N (Alley Arm Cross Arm Pendek Netral Di Atas) | JASA | Unit | 50460 | 50460 | 90119.4 | 0.78596 | 160949.3907 | 287448.7222 | 513371.1133 | 916858.8329 | 1637470.6283 |  | 90119.4 | 0 | 0 | 0 | 0 | 0 | 0 | 0
35 | Upah Bongkar Konst. JTM 3 Fasa C10 | Upah Bongkar Konst. JTM 3 Fasa CC10 (Alley Arm Cross Arm Panjang) | JASA | Unit | 61140 | 61140 | 81464.4 | 0.33242 | 108545.1172 | 144628.1133 | 192705.9613 | 256766.0372 | 342121.2162 |  | 81464.4 | 0 | 0 | 0 | 0 | 0 | 0 | 0
36 | Upah Bongkar Konst. JTM 3 Fasa C10' | Upah Bongkar Konst. JTM 3 Fasa CC10' (Alley Arm Cross Arm Panjang Tanpa Netral) | JASA | Unit | 55380 | 55380 | 70055.4 | 0.26499 | 88619.7015 | 112103.4423 | 141810.2473 | 179389.1946 | 226926.3594 |  | 70055.4 | 0 | 0 | 0 | 0 | 0 | 0 | 0
37 | Upah Bongkar Konst. JTM 3 Fasa C10-N | Upah Bongkar Konst. JTM 3 Fasa CC10-N (Alley Arm Cross Arm Panjang Netral Di Atas) | JASA | Unit | 61140 | 61140 | 75562.8 | 0.2359 | 93387.9088 | 115417.924 | 142644.7744 | 176294.3828 | 217881.8643 |  | 75562.8 | 0 | 0 | 0 | 0 | 0 | 0 | 0
38 | Upah Bongkar Konst. JTM 3 Fasa C11 | Upah Bongkar Konst. JTM 3 Fasa CC11 (Alley Arm Double Cross Arm) | JASA | Unit | 61860 | 61860 | 130866.6 | 1.1155 | 276852.0368 | 585688.4054 | 1239040.5799 | 2621225.7994 | 5545278.1798 |  | 130866.6 | 0 | 0 | 0 | 0 | 0 | 0 | 0
39 | Upah Bongkar Konst. JTM 3 Fasa C11' | Upah Bongkar Konst. JTM 3 Fasa CC11' (Alley Arm Double Cross Arm Netral DI Atas) | JASA | Unit | 59220 | 59220 | 121425 | 1.0504 | 248970.4597 | 510490.3423 | 1046712.0874 | 2146183.9786 | 4400546.9369 |  | 121425 | 0 | 0 | 0 | 0 | 0 | 0 | 0
40 | Upah Bongkar Konst. JTM 3 Fasa C11-N | Upah Bongkar Konst. JTM 3 Fasa CC11-N (Alley Arm Double Dead End) | JASA | Unit | 63900 | 63900 | 252565.2 | 2.9525 | 998265.7316 | 3945652.3343 | 15595218.6376 | 61640211.4906 | 243633370.0027 |  | 252565.2 | 0 | 0 | 0 | 0 | 0 | 0 | 0
41 | Upah Bongkar Konst. JTM 3 Fasa SC1 (Sudut 0⁰-10⁰) | Upah Bongkar Konst. JTM 3 Fasa SC1 (Sudut 0⁰-10⁰) | JASA | Unit |  |  | 76361.4 | 0.69241 | 129234.5614 | 218717.4653 | 370158.9508 | 626459.5679 | 1060224.5046 |  | 76361.4 | 0 | 0 | 0 | 0 | 0 | 0 | 0
42 | Upah Bongkar Konst. JTM 3 Fasa SC1' (Sudut 0⁰-10⁰ Tanpa Netral) | Upah Bongkar Konst. JTM 3 Fasa SC1' (Sudut 0⁰-10⁰ Tanpa Netral) | JASA | Unit |  |  | 70853.4 | 0.61544 | 114459.7422 | 184903.372 | 298701.1532 | 482535.1638 | 779508.823 |  | 70853.4 | 0 | 0 | 0 | 0 | 0 | 0 | 0
43 | Upah Bongkar Konst. JTM 3 Fasa SC1-N (Sudut 0⁰-5⁰ Netral Di Atas) | Upah Bongkar Konst. JTM 3 Fasa SC1-N (Sudut 0⁰-5⁰ Netral Di Atas) | JASA | Unit |  |  | 80295.6 | 0.81448 | 145694.8713 | 264360.6316 | 479677.4445 | 870365.7929 | 1579262.5275 |  | 80295.6 | 0 | 0 | 0 | 0 | 0 | 0 | 0
44 | Upah Bongkar Konst. JTM 3 Fasa SC1-1 (Sudut 0⁰-10⁰) | Upah Bongkar Konst. JTM 3 Fasa SC1-1 (Sudut 0⁰-10⁰) | JASA | Unit |  |  | 70094.4 | 0.61577 | 113256.2668 | 182995.8166 | 295678.7279 | 477748.1352 | 771930.001 |  | 70094.4 | 0 | 0 | 0 | 0 | 0 | 0 | 0
45 | Upah Bongkar Konst. JTM 3 Fasa SC1-1' (Sudut 0⁰-10⁰ Tanpa Netral) | Upah Bongkar Konst. JTM 3 Fasa SC1-1' (Sudut 0⁰-10⁰ Tanpa Netral) | JASA | Unit |  |  | 66907.8 | 0.31733 | 88139.4024 | 116108.3498 | 152952.5789 | 201488.4497 | 265426.0271 |  | 66907.8 | 0 | 0 | 0 | 0 | 0 | 0 | 0
46 | Upah Bongkar Konst. JTM 3 Fasa SC1-1N (Sudut 0⁰-5⁰ Netral Di Atas) | Upah Bongkar Konst. JTM 3 Fasa SC1-1N (Sudut 0⁰-5⁰ Netral Di Atas) | JASA | Unit |  |  | 72415.8 | 0.52419 | 110375.7246 | 168234.0121 | 256421.2643 | 390835.7409 | 595709.4735 |  | 72415.8 | 0 | 0 | 0 | 0 | 0 | 0 | 0
47 | Upah Bongkar Konst. JTM 3 Fasa SC1-A (Sudut 0⁰-10⁰) | Upah Bongkar Konst. JTM 3 Fasa SC1-A (Sudut 0⁰-10⁰) | JASA | Unit |  |  | 81074.4 | 0.63008 | 132158.0363 | 215428.6254 | 351166.6332 | 572430.9108 | 933110.1441 |  | 81074.4 | 0 | 0 | 0 | 0 | 0 | 0 | 0
48 | Upah Bongkar Konst. JTM 3 Fasa SC1-A' (Sudut 0⁰-10⁰ Tanpa Netral) | Upah Bongkar Konst. JTM 3 Fasa SC1-A' (Sudut 0⁰-10⁰ Tanpa Netral) | JASA | Unit |  |  | 80295.6 | 0.58786 | 127497.8744 | 202448.3034 | 321458.8142 | 510430.4039 | 810490.1333 |  | 80295.6 | 0 | 0 | 0 | 0 | 0 | 0 | 0
49 | Upah Bongkar Konst. JTM 3 Fasa SC2 (Sudut 10⁰-20⁰) | Upah Bongkar Konst. JTM 3 Fasa SC2 (Sudut 10⁰-20⁰) | JASA | Unit |  |  | 80295.6 | 0.6645 | 133652.2259 | 222464.4625 | 370292.6513 | 616353.0392 | 1025921.167 |  | 80295.6 | 0 | 0 | 0 | 0 | 0 | 0 | 0
50 | Upah Bongkar Konst. JTM 3 Fasa SC2' (Sudut 10⁰-20⁰ Tanpa Netral) | Upah Bongkar Konst. JTM 3 Fasa SC2' (Sudut 10⁰-20⁰ Tanpa Netral) | JASA | Unit |  |  | 70853.4 | 0.58722 | 112459.7736 | 178498.1478 | 283315.4272 | 449683.2726 | 713745.2684 |  | 70853.4 | 0 | 0 | 0 | 0 | 0 | 0 | 0
51 | Upah Bongkar Konst. JTM 3 Fasa SC2-N (Sudut 0⁰-5⁰ Netral Di Atas) | Upah Bongkar Konst. JTM 3 Fasa SC2-N (Sudut 0⁰-5⁰ Netral Di Atas) | JASA | Unit |  |  | 84229.8 | 0.54351 | 130009.3386 | 200670.4054 | 309736.301 | 478080.3424 | 737920.654 |  | 84229.8 | 0 | 0 | 0 | 0 | 0 | 0 | 0
52 | Upah Bongkar Konst. JTM 3 Fasa SC2-1 (Sudut 10⁰-30⁰) | Upah Bongkar Konst. JTM 3 Fasa SC2-1 (Sudut 10⁰-30⁰) | JASA | Unit |  |  | 118671 | 1.51 | 297859.6921 | 747616.4873 | 1876488.9205 | 4709915.7504 | 11821709.222 |  | 118671 | 0 | 0 | 0 | 0 | 0 | 0 | 0
53 | Upah Bongkar Konst. JTM 3 Fasa SC2-1' (Sudut 10⁰-30⁰ Tanpa Netral) | Upah Bongkar Konst. JTM 3 Fasa SC2-1' (Sudut 10⁰-30⁰ Tanpa Netral) | JASA | Unit |  |  | 113163 | 0.92062 | 217343.2547 | 417434.0586 | 801732.6948 | 1539824.7954 | 2957420.1175 |  | 113163 | 0 | 0 | 0 | 0 | 0 | 0 | 0
54 | Upah Bongkar Konst. JTM 3 Fasa SC2-1N (Sudut 0⁰-5⁰ Netral Di Atas) | Upah Bongkar Konst. JTM 3 Fasa SC2-1N (Sudut 0⁰-5⁰ Netral Di Atas) | JASA | Unit |  |  | 123391.8 | 0.92062 | 236988.9047 | 455165.91 | 874201.2878 | 1679009.5101 | 3224741.2286 |  | 123391.8 | 0 | 0 | 0 | 0 | 0 | 0 | 0
55 | Upah Bongkar Konst. JTM 3 Fasa SC2-A (Sudut 10⁰-25⁰) | Upah Bongkar Konst. JTM 3 Fasa SC2-A (Sudut 10⁰-25⁰) | JASA | Unit |  |  | 138546 | 1.3147 | 320691.6912 | 742303.3562 | 1718205.6404 | 3977121.4803 | 9205821.9905 |  | 138546 | 0 | 0 | 0 | 0 | 0 | 0 | 0
56 | Upah Bongkar Konst. JTM 3 Fasa SC2-A' (Sudut 10⁰-25⁰ Tanpa Netral) | Upah Bongkar Konst. JTM 3 Fasa SC2-A' (Sudut 10⁰-25⁰ Tanpa Netral) | JASA | Unit |  |  | 129103.8 | 1.1878 | 282458.605 | 617974.5566 | 1352030.1587 | 2958027.2045 | 6471693.6128 |  | 129103.8 | 0 | 0 | 0 | 0 | 0 | 0 | 0
57 | Upah Bongkar Konst. JTM 3 Fasa SC3 (Sudut 30⁰-60⁰) | Upah Bongkar Konst. JTM 3 Fasa SC3 (Sudut 30⁰-60⁰) | JASA | Unit |  |  | 121841.4 | 1.0652 | 251627.0102 | 519660.413 | 1073203.3285 | 2216380.843 | 4577272.4618 |  | 121841.4 | 0 | 0 | 0 | 0 | 0 | 0 | 0
58 | Upah Bongkar Konst. JTM 3 Fasa SC3' (Sudut 30⁰-60⁰ Tanpa Netral) | Upah Bongkar Konst. JTM 3 Fasa SC3' (Sudut 30⁰-60⁰ Tanpa Netral) | JASA | Unit |  |  | 106104.6 | 0.89377 | 200937.705 | 380529.7911 | 720635.8903 | 1364718.607 | 2584463.1127 |  | 106104.6 | 0 | 0 | 0 | 0 | 0 | 0 | 0
59 | Upah Bongkar Konst. JTM 3 Fasa SC3-VN (Sudut 30⁰-60⁰ Vertikal Netral Di Atas) | Upah Bongkar Konst. JTM 3 Fasa SC3-VN (Sudut 30⁰-60⁰ Vertikal Netral Di Atas) | JASA | Unit |  |  | 118693.8 | 1.0855 | 247535.9811 | 516236.4164 | 1076611.3128 | 2245273.4484 | 4682518.9351 |  | 118693.8 | 0 | 0 | 0 | 0 | 0 | 0 | 0
60 | Upah Bongkar Konst. JTM 3 Fasa SC4-1 (Sudut 30⁰-60⁰ Vertikal) | Upah Bongkar Konst. JTM 3 Fasa SC4-1 (Sudut 30⁰-60⁰ Vertikal) | JASA | Unit |  |  | 204342.6 | 0.90382 | 389031.6664 | 740646.5294 | 1410058.1747 | 2684497.9043 | 5110802.6093 |  | 204342.6 | 0 | 0 | 0 | 0 | 0 | 0 | 0
61 | Upah Bongkar Konst. JTM 3 Fasa SC5-1 (Single Dead End Vertikal) | Upah Bongkar Konst. JTM 3 Fasa SC5-1 (Single Dead End Vertikal) | JASA | Unit |  |  | 105514.8 | 0.79273 | 189159.7598 | 339112.7568 | 607938.2949 | 1089870.443 | 1953845.6326 |  | 105514.8 | 0 | 0 | 0 | 0 | 0 | 0 | 0
62 | Upah Bongkar Konst. JTM 3 Fasa SC7 (Single Dead End) | Upah Bongkar Konst. JTM 3 Fasa SC7 (Single Dead End) | JASA | Unit |  |  | 129119.4 | 1.1461 | 277109.5115 | 594718.3876 | 1276354.4586 | 2739247.2437 | 5878833.5886 |  | 129119.4 | 0 | 0 | 0 | 0 | 0 | 0 | 0
63 | Upah Bongkar Konst. JTM 3 Fasa SC7' (Single Dead End Tanpa Netral) | Upah Bongkar Konst. JTM 3 Fasa SC7' (Single Dead End Tanpa Netral) | JASA | Unit |  |  | 116136.6 | 1.065 | 239820.2078 | 495224.8653 | 1022631.3679 | 2111717.2983 | 4360662.1977 |  | 116136.6 | 0 | 0 | 0 | 0 | 0 | 0 | 0
64 | Upah Bongkar Konst. JTM 3 Fasa SC7-1 (Single Dead End Long Span) | Upah Bongkar Konst. JTM 3 Fasa SC7-1 (Single Dead End Long Span) | JASA | Unit |  |  | 141708.6 | 0.96052 | 277822.1943 | 544675.282 | 1067845.4381 | 2093529.6999 | 4104401.6746 |  | 141708.6 | 0 | 0 | 0 | 0 | 0 | 0 | 0
65 | Upah Bongkar Konst. JTM 3 Fasa SC7-1' (Single Dead End Long Span Tanpa Netral) | Upah Bongkar Konst. JTM 3 Fasa SC7-1' (Single Dead End Long Span Tanpa Netral) | JASA | Unit |  |  | 125972.4 | 1.1334 | 268743.6961 | 573325.3808 | 1223105.8702 | 2609317.5356 | 5566597.4362 |  | 125972.4 | 0 | 0 | 0 | 0 | 0 | 0 | 0
66 | Upah Bongkar Konst. JTM 3 Fasa SC7-N (Single Dead End Netral Di Atas) | Upah Bongkar Konst. JTM 3 Fasa SC7-N (Single Dead End Netral Di Atas) | JASA | Unit |  |  | 132856.8 | 1.1622 | 287269.5505 | 621148.4446 | 1343077.9192 | 2904069.5711 | 6279323.0038 |  | 132856.8 | 0 | 0 | 0 | 0 | 0 | 0 | 0
67 | Upah Bongkar Konst. JTM 3 Fasa SC8 (Double Dead End) | Upah Bongkar Konst. JTM 3 Fasa SC8 (Double Dead End) | JASA | Unit |  |  | 260240.4 | 1.2378 | 582354.0349 | 1303165.1581 | 2916163.2398 | 6525656.3902 | 14602814.6645 |  | 260240.4 | 0 | 0 | 0 | 0 | 0 | 0 | 0
68 | Upah Bongkar Konst. JTM 3 Fasa SC8' (Double Dead End Tanpa Netral) | Upah Bongkar Konst. JTM 3 Fasa SC8' (Double Dead End Tanpa Netral) | JASA | Unit |  |  | 220899 | 0.91198 | 422355.5155 | 807537.2975 | 1543998.9839 | 2952102.4847 | 5644374.8806 |  | 220899 | 0 | 0 | 0 | 0 | 0 | 0 | 0
69 | Upah Bongkar Konst. JTM 3 Fasa SC8-A (Double Dead End Sudut 60⁰-90⁰) | Upah Bongkar Konst. JTM 3 Fasa SC8-A (Double Dead End Sudut 60⁰-90⁰) | JASA | Unit |  |  | 282262.2 | 1.3703 | 669057.1688 | 1585892.4613 | 3759103.1322 | 8910349.6634 | 21120551.4537 |  | 282262.2 | 0 | 0 | 0 | 0 | 0 | 0 | 0
70 | Upah Bongkar Konst. JTM 3 Fasa SC8-A' (Double Dead End Sudut 60⁰-90⁰ Tanpa Netral) | Upah Bongkar Konst. JTM 3 Fasa SC8-A' (Double Dead End Sudut 60⁰-90⁰ Tanpa Netral) | JASA | Unit |  |  | 246854.4 | 1.0452 | 504876.4339 | 1032593.3566 | 2111900.989 | 4319343.8724 | 8834093.8259 |  | 246854.4 | 0 | 0 | 0 | 0 | 0 | 0 | 0
71 | Upah Bongkar Konst. JTM 3 Fasa SC8-AN (Double Dead End Sudut 60⁰-90⁰ Netral Di Atas) | Upah Bongkar Konst. JTM 3 Fasa SC8-AN (Double Dead End Sudut 60⁰-90⁰ Netral Di Atas) | JASA | Unit |  |  | 282262.2 | 1.3703 | 669057.1688 | 1585892.4613 | 3759103.1322 | 8910349.6634 | 21120551.4537 |  | 282262.2 | 0 | 0 | 0 | 0 | 0 | 0 | 0
72 | Upah Bongkar Konst. JTM 3 Fasa SC9 (Alley Arm Cross Arm Pendek) | Upah Bongkar Konst. JTM 3 Fasa SC9 (Alley Arm Cross Arm Pendek) | JASA | Unit |  |  | 84615.6 | 0.34945 | 114184.778 | 154086.9949 | 207933.1624 | 280596.0365 | 378651.1723 |  | 84615.6 | 0 | 0 | 0 | 0 | 0 | 0 | 0
73 | Upah Bongkar Konst. JTM 3 Fasa SC9' (Alley Arm Cross Arm Pendek Tanpa Netral) | Upah Bongkar Konst. JTM 3 Fasa SC9' (Alley Arm Cross Arm Pendek Tanpa Netral) | JASA | Unit |  |  | 75173.4 | 0.91081 | 143642.2043 | 274473.1894 | 524466.5526 | 1002156.7694 | 1914932.7742 |  | 75173.4 | 0 | 0 | 0 | 0 | 0 | 0 | 0
74 | Upah Bongkar Konst. JTM 3 Fasa SC9-N (Alley Arm Cross Arm Pendek Netral Di Atas) | Upah Bongkar Konst. JTM 3 Fasa SC9-N (Alley Arm Cross Arm Pendek Netral Di Atas) | JASA | Unit |  |  | 78316.8 | 0.78596 | 139870.4524 | 249802.6406 | 446136.823 | 796781.2685 | 1423017.2383 |  | 78316.8 | 0 | 0 | 0 | 0 | 0 | 0 | 0
75 | Upah Bongkar Konst. JTM 3 Fasa SC10 (Alley Arm Cross Arm Panjang) | Upah Bongkar Konst. JTM 3 Fasa SC10 (Alley Arm Cross Arm Panjang) | JASA | Unit |  |  | 78316.8 | 0.33242 | 104351.1796 | 139040.0104 | 185260.2392 | 246845.1788 | 328902.4269 |  | 78316.8 | 0 | 0 | 0 | 0 | 0 | 0 | 0
76 | Upah Bongkar Konst. JTM 3 Fasa SC10' (Alley Arm Cross Arm Panjang Tanpa Netral) | Upah Bongkar Konst. JTM 3 Fasa SC10' (Alley Arm Cross Arm Panjang Tanpa Netral) | JASA | Unit |  |  | 68875.2 | 0.26499 | 87126.7549 | 110214.873 | 139421.2173 | 176367.0846 | 223103.4066 |  | 68875.2 | 0 | 0 | 0 | 0 | 0 | 0 | 0
77 | Upah Bongkar Konst. JTM 3 Fasa SC10-N (Alley Arm Cross Arm Panjang Netral Di Atas) | Upah Bongkar Konst. JTM 3 Fasa SC10-N (Alley Arm Cross Arm Panjang Netral Di Atas) | JASA | Unit |  |  | 74382.6 | 0.2359 | 91929.302 | 113615.235 | 140416.8347 | 173540.8767 | 214478.8118 |  | 74382.6 | 0 | 0 | 0 | 0 | 0 | 0 | 0
78 | Upah Bongkar Konst. JTM 3 Fasa SC11 (Alley Arm Double Cross Arm) | Upah Bongkar Konst. JTM 3 Fasa SC11 (Alley Arm Double Cross Arm) | JASA | Unit |  |  | 120244.2 | 1.1155 | 254380.0456 | 538148.2651 | 1138468.0529 | 2408461.741 | 5095169.7264 |  | 120244.2 | 0 | 0 | 0 | 0 | 0 | 0 | 0
79 | Upah Bongkar Konst. JTM 3 Fasa SC11' (Alley Arm Double Cross Arm Netral DI Atas) | Upah Bongkar Konst. JTM 3 Fasa SC11' (Alley Arm Double Cross Arm Netral DI Atas) | JASA | Unit |  |  | 113753.4 | 1.0504 | 233240.5707 | 478237.6949 | 980581.0893 | 2010588.6316 | 4122521.523 |  | 113753.4 | 0 | 0 | 0 | 0 | 0 | 0 | 0
80 | Upah Bongkar Konst. JTM 3 Fasa SC11-N (Alley Arm Double Dead End) | Upah Bongkar Konst. JTM 3 Fasa SC11-N (Alley Arm Double Dead End) | JASA | Unit |  |  | 245484 | 2.9525 | 970277.2388 | 3835027.6191 | 15157973.6719 | 59911997.6844 | 236802592.7631 |  | 245484 | 0 | 0 | 0 | 0 | 0 | 0 | 0
[5 empty] | 0 | 0 |  |  | 0 | 0 | 0 | 0 | 0 |  | 0 | 0 | 0 | 0 | 0 | 0 | 0 | 0
+ | KONSTRUKSI JTM DOUBLE CIRCUIT |  |  |  | 0 | 0 | 0 |  | 0 | 0 | 0 | 0 | 0 |  | 0 | 0 | 0 | 0 | 0 | 0 | 0 | 0
1 | Upah Bongkar Konst. JTM Double Circuit DC-C1V | Upah Bongkar Konst. JTM Double Circuit DC-C1V (Tarikan Lurus 0⁰-10⁰ Vertikal) | JASA | Unit | 89700 | 89700 | 122824.8 | 0.36928 | 168182.0679 | 230289.062 | 315331.1926 | 431778.0454 | 591226.8904 |  | 122824.8 | 0 | 0 | 0 | 0 | 0 | 0 | 0
2 | Upah Bongkar Konst. JTM Double Circuit DC-C1-1V | Upah Bongkar Konst. JTM Double Circuit DC-C1-1V (Tarikan Lurus 0⁰-10⁰ (4-2)) | JASA | Unit | 91200 | 91200 | 119457.6 | 0.30984 | 156470.5943 | 204951.7726 | 268454.4613 | 351632.9568 | 460583.6524 |  | 119457.6 | 0 | 0 | 0 | 0 | 0 | 0 | 0
3 | Upah Bongkar Konst. JTM Double Circuit DC-C1-1VN (Tarikan Lurus 0⁰-10⁰ (4-2) - Netral Di Tengah) | Upah Bongkar Konst. JTM Double Circuit DC-C1-1VN (Tarikan Lurus 0⁰-10⁰ (4-2) - Netral Di Tengah) | JASA | Unit |  |  | 119457.6 | 0.30984 | 156470.5943 | 204951.7726 | 268454.4613 | 351632.9568 | 460583.6524 |  | 119457.6 | 0 | 0 | 0 | 0 | 0 | 0 | 0
4 | Upah Bongkar Konst. JTM Double Circuit DC-C1-1H | Upah Bongkar Konst. JTM Double Circuit DC-C1-1H (Tarikan Lurus 0⁰-10⁰ (3-3)) | JASA | Unit | 95640 | 95640 | 128116.8 | 0.33957 | 171621.8574 | 229900.0751 | 307968.0253 | 412545.7748 | 552635.3463 |  | 128116.8 | 0 | 0 | 0 | 0 | 0 | 0 | 0
5 | Upah Bongkar Konst. JTM Double Circuit DC-C1-AHN | Upah Bongkar Konst. JTM Double Circuit DC-C1-AHN (Tarikan Lurus 0⁰-10⁰ (3-3) - Netral Di Tengah) | JASA | Unit | 95640 | 95640 | 128116.8 | 0.33957 | 171621.8574 | 229900.0751 | 307968.0253 | 412545.7748 | 552635.3463 |  | 128116.8 | 0 | 0 | 0 | 0 | 0 | 0 | 0
6 | Upah Bongkar Konst. JTM Double Circuit DC-C2-1V | Upah Bongkar Konst. JTM Double Circuit DC-C2-1V (Sudut 5⁰-30⁰ (4-2)) | JASA | Unit | 116340 | 116340 | 226524.6 | 0.94709 | 441064.0743 | 858792.0148 | 1672146.447 | 3255821.7728 | 6339382.1967 |  | 226524.6 | 0 | 0 | 0 | 0 | 0 | 0 | 0
7 | Upah Bongkar Konst. JTM Double Circuit DC-C2-AH | Upah Bongkar Konst. JTM Double Circuit DC-C2-AH (Sudut 10⁰-30⁰ (3-3)) | JASA | Unit | 115020 | 115020 | 237154.2 | 1.0619 | 488976.8264 | 1008197.7751 | 2078754.4497 | 4286083.7116 | 8837269.6379 |  | 237154.2 | 0 | 0 | 0 | 0 | 0 | 0 | 0
8 | Upah Bongkar Konst. JTM Double Circuit DC-C2-AHN | Upah Bongkar Konst. JTM Double Circuit DC-C2-AHN (Sudut 10⁰-30⁰ (3-3) - Netral Di Tengah) | JASA | Unit | 115020 | 115020 | 237154.2 | 1.0619 | 488976.8264 | 1008197.7751 | 2078754.4497 | 4286083.7116 | 8837269.6379 |  | 237154.2 | 0 | 0 | 0 | 0 | 0 | 0 | 0
9 | Upah Bongkar Konst. JTM Double Circuit DC-C2-1BN | Upah Bongkar Konst. JTM Double Circuit DC-C2-1BN (Sudut 10⁰-20⁰ (4-2) - Dengan Suspension) | JASA | Unit | 115020 | 115020 | 201361.2 | 0.75066 | 352515.5005 | 617135.6651 | 1080396.2622 | 1891409.2144 | 3311219.1714 |  | 201361.2 | 0 | 0 | 0 | 0 | 0 | 0 | 0
10 | Upah Bongkar Konst. JTM Double Circuit DC-C4-N | Upah Bongkar Konst. JTM Double Circuit DC-C4-N (Single Dead End Horizontal) | JASA | Unit | 117900 | 117900 | 201785.4 | 0.7115 | 345354.9419 | 591073.665 | 1011620.3216 | 1731384.3192 | 2963257.654 |  | 201785.4 | 0 | 0 | 0 | 0 | 0 | 0 | 0
11 | Upah Bongkar Konst. JTM Double Circuit DC-C7-N | Upah Bongkar Konst. JTM Double Circuit DC-C7-N (Single Dead End Vertikal) | JASA | Unit | 136860 | 136860 | 228340.8 | 0.66843 | 380969.757 | 635619.8969 | 1060484.8441 | 1769340.6231 | 2952014.1265 |  | 228340.8 | 0 | 0 | 0 | 0 | 0 | 0 | 0
12 | Upah Bongkar Konst. JTM Double Circuit DC-C8 | Upah Bongkar Konst. JTM Double Circuit DC-C8 (Double Dead End) | JASA | Unit | 220920 | 220920 | 406585.2 | 0.84042 | 748286.8226 | 1377160.7253 | 2534551.7334 | 4664635.2682 | 8584879.8815 |  | 406585.2 | 0 | 0 | 0 | 0 | 0 | 0 | 0
13 | Upah Bongkar Konst. JTM Double Circuit DC-C8-N | Upah Bongkar Konst. JTM Double Circuit DC-C8-N (Double Dead End - Netral di tengah) | JASA | Unit | 220920 | 220920 | 418387.2 | 0.89384 | 792358.5421 | 1500600.5424 | 2841897.7877 | 5382100.5707 | 10192838.982 |  | 418387.2 | 0 | 0 | 0 | 0 | 0 | 0 | 0
[5 empty] | 0 | 0 |  |  | 0 | 0 | 0 | 0 | 0 |  | 0 | 0 | 0 | 0 | 0 | 0 | 0 | 0
+ | SKUTM / SKTM |  |  |  | 0 | 0 |  |  | 0 | 0 | 0 | 0 | 0 |  | 0 | 0 | 0 | 0 | 0 | 0 | 0 | 0
1 | Upah Bongkar Konst. SKUTM DB01 (Suspension Assembly) | Upah Bongkar Konst. SKUTM DB01 (Sudut 0⁰-10⁰) | JASA | Unit | 19440 | 19440 | 23850.6 | 0.22688 | 29261.8889 | 35900.9057 | 44046.2007 | 54039.5224 | 66300.156 |  | 23850.6 | 0 | 0 | 0 | 0 | 0 | 0 | 0
2 | Upah Bongkar Konst. SKUTM DB02 (Small Angle Assembly) | Upah Bongkar Konst. SKUTM DB02 (Sudut 10⁰-25⁰) | JASA | Unit | 28860 | 28860 | 25102.2 | -0.13021 | 28370.7048 | 32064.7946 | 36239.8842 | 40958.6035 | 46291.7372 |  | 25102.2 | 0 | 0 | 0 | 0 | 0 | 0 | 0
3 | Upah Bongkar Konst. SKUTM DB03 (Medium Angle Assembly) | Upah Bongkar Konst. SKUTM DB03 (Sudut 25⁰-45⁰) | JASA | Unit | 33180 | 33180 | 25727.4 | -0.22461 | 31506.0625 | 38582.6774 | 47248.7793 | 57861.3848 | 70857.7006 |  | 25727.4 | 0 | 0 | 0 | 0 | 0 | 0 | 0
4 | Upah Bongkar Konst. SKUTM DB04 (Large Angle Assembly) | Upah Bongkar Konst. SKUTM DB04 (Double Dead End) | JASA | Unit | 30900 | 30900 | 28230 | -0.086408 | 30669.2913 | 33319.3562 | 36198.4074 | 39326.231 | 42724.3228 |  | 28230 | 0 | 0 | 0 | 0 | 0 | 0 | 0
5 | Upah Bongkar Konst. SKUTM DB05 (Adjustable Dead End Assembly) | Upah Bongkar Konst. SKUTM DB05 (Dead End) | JASA | Unit | 40740 | 40740 | 50125.8 | 0.23038 | 61673.928 | 75882.5473 | 93364.5899 | 114874.1964 | 141339.2487 |  | 50125.8 | 0 | 0 | 0 | 0 | 0 | 0 | 0
6 | Upah Bongkar Konst. SKUTM DB06 (Fixed Dead End Assembly)) | Upah Bongkar Konst. SKUTM DB06 (Rise Pole) | JASA | Unit | 34020 | 34020 | 159980.4 | 3.7025 | 752314.1794 | 3537787.2825 | 16636585.0843 | 78234201.5411 | 367899437.2787 |  | 159980.4 | 0 | 0 | 0 | 0 | 0 | 0 | 0
7 | Upah Bongkar Konst. SKUTM DB08 | Upah Bongkar Konst. SKUTM DB08 (Joint SKTM-SKUTM) | JASA | Unit | 358140 | 358140 | 261129 | -0.27087 | 331862.1921 | 421755.2035 | 535997.9412 | 681186.1253 | 865702.0889 |  | 261129 | 0 | 0 | 0 | 0 | 0 | 0 | 0
8 | Upah Bongkar Konst. SKUTM DB09 | Upah Bongkar Konst. SKUTM DB09 (Kabel Jointing) | JASA | Unit | 240900 | 240900 | 115813.2 | -0.51925 | 175948.9517 | 267310.0614 | 406110.2283 | 616982.0792 | 937348.6793 |  | 115813.2 | 0 | 0 | 0 | 0 | 0 | 0 | 0
[9 empty] | 0 | 0 | 0 | 0 | 0 |  | 0 | 0 | 0 | 0 | 0 | 0 | 0 | 0
+ | KONSTRUKSI VANGNET | [7 empty] | 0 | 0 | 0 | 0 | 0 |  | 0 | 0 | 0 | 0 | 0 | 0 | 0 | 0
1 | Upah Bongkar Acc.Jar Konstruksi Vangnet | Upah Bongkar Acc.Jar Konstruksi Vangnet | JASA | Unit | 107520 | 107520 | 83402.4 | -0.22431 | 102110.2285 | 125014.3733 | 153056.1018 | 187387.8154 | 229420.4081 |  | 83402.4 | 0 | 0 | 0 | 0 | 0 | 0 | 0
[9 empty] | 0 | 0 | 0 | 0 | 0 |  | 0 | 0 | 0 | 0 | 0 | 0 | 0 | 0
+ | AKSESORIES TIANG | [7 empty] | 0 | 0 | 0 | 0 | 0 |  | 0 | 0 | 0 | 0 | 0 | 0 | 0 | 0
1 | Upah Bongkar Acc.Jar M5-2 | Upah Bongkar Acc.Jar CM5-2 (Isolator Tumpu Vertikal Center Bracket) | JASA | Unit | 14160 | 14160 | 46434.6 | 2.2793 | 152272.0393 | 499342.6016 | 1637484.0372 | 5369768.0985 | 17608971.3098 |  | 46434.6 | 0 | 0 | 0 | 0 | 0 | 0 | 0
2 | Upah Bongkar Acc.Jar M5-3 | Upah Bongkar Acc.Jar CM5-3 (Pole Band) | JASA | Unit | 12060 | 12060 | 22423.2 | 0.8593 | 41691.5339 | 77517.2141 | 144128.0261 | 267977.7409 | 498251.9469 |  | 22423.2 | 0 | 0 | 0 | 0 | 0 | 0 | 0
3 | Upah Bongkar Acc.Jar M5-4 | Upah Bongkar Acc.Jar CM5-4 (Isolator Tumpu Horisontal) | JASA | Unit | 14160 | 14160 | 34239 | 1.418 | 82790.1922 | 200187.3863 | 484054.7965 | 1170448.6 | 2830154.6339 |  | 34239 | 0 | 0 | 0 | 0 | 0 | 0 | 0
4 | Upah Bongkar Acc.Jar M5-5 | Upah Bongkar Acc.Jar CM5-5 (Isolator Tumpu Vertikal Di Cross Arm) | JASA | Unit | 14160 | 14160 | 30301.2 | 1.1399 | 64842.0001 | 138756.3851 | 296926.9052 | 635398.4138 | 1359698.7581 |  | 30301.2 | 0 | 0 | 0 | 0 | 0 | 0 | 0
5 | Upah Bongkar Acc.Jar M5-6 | Upah Bongkar Acc.Jar CM5-6 (Arrester) | JASA | Unit | 35040 | 35040 | 63123 | 0.80146 | 113713.2742 | 204849.4009 | 369027.0758 | 664785.8478 | 1197582.1081 |  | 63123 | 0 | 0 | 0 | 0 | 0 | 0 | 0
6 | Upah Bongkar Acc.Jar M5-8 | Upah Bongkar Acc.Jar CM5-8 (Isolator Suspension Lengkap) | JASA | Unit | 25860 | 25860 | 40153.8 | 0.55274 | 62348.3238 | 96810.6004 | 150321.4805 | 233409.8478 | 362424.298 |  | 40153.8 | 0 | 0 | 0 | 0 | 0 | 0 | 0
7 | Upah Bongkar Acc.Jar M5-9 | Upah Bongkar Acc.Jar CM5-9 (Fuse Cut Out) | JASA | Unit | 35040 | 35040 | 48997.8 | 0.39834 | 68515.5367 | 95807.9498 | 133971.9967 | 187338.2734 | 261962.4216 |  | 48997.8 | 0 | 0 | 0 | 0 | 0 | 0 | 0
8 | Upah Bongkar Acc.Jar M5-10 |  | JASA | Unit | 35040 | 35040 | 35040 | 0.39834 | 48997.8 | 68515.5367 | 95807.9498 | 133971.9967 | 187338.2734 |  | 35040 | 0 | 0 | 0 | 0 | 0 | 0 | 0
9 | Upah Bongkar Acc.Jar M5-12 | Upah Bongkar Acc.Jar CM5-12 (Cross Arm 1.500 mm) | JASA | Unit | 25860 | 25860 | 32652 | 0.26265 | 41227.8849 | 52056.1832 | 65728.4801 | 82991.7375 | 104789.1034 |  | 32652 | 0 | 0 | 0 | 0 | 0 | 0 | 0
10 | Upah Bongkar Acc.Jar M5-13 | Upah Bongkar Acc.Jar CM5-13 (Brace Steel) | JASA | Unit | 25860 | 25860 | 26357.4 | 0.019234 | 26864.3672 | 27381.0855 | 27907.7426 | 28444.5295 | 28991.6413 |  | 26357.4 | 0 | 0 | 0 | 0 | 0 | 0 | 0
11 | Upah Bongkar Acc.Jar M5-16 | Upah Bongkar Acc.Jar CM5-16 (Cross Arm 3.000 mm) | JASA | Unit | 30960 | 30960 | 32652 | 0.054651 | 34436.4698 | 36318.4629 | 38303.3091 | 40396.6295 | 42604.3523 |  | 32652 | 0 | 0 | 0 | 0 | 0 | 0 | 0
12 | Upah Bongkar Acc.Jar M5-20 | Upah Bongkar Acc.Jar CM5-20 (Isolator Suspension Tanpa Pole Band) | JASA | Unit | 25860 | 25860 | 38973.6 | 0.5071 | 58737.1035 | 88522.6751 | 133412.5031 | 201065.9524 | 303026.4503 |  | 38973.6 | 0 | 0 | 0 | 0 | 0 | 0 | 0
13 | Upah Bongkar Acc.Jar M5-24 |  | JASA | Unit | 2305860 | 2305860 | 2305860 | 0.5071 | 3475161.071 | 5237414.4438 | 7893306.0931 | 11895999.7815 | 17928458.5106 |  | 2305860 | 0 | 0 | 0 | 0 | 0 | 0 | 0
14 | Upah Bongkar Acc.Jar P12C-1 | Upah Bongkar Acc.Jar P12C-1 (Perpanjangan Tiang Beton Dengan 1 Cross Arm) | JASA | Unit | 18780 | 18780 | 34618.8 | 0.84339 | 63815.8314 | 117637.2473 | 216850.9231 | 399740.0818 | 736875.5029 |  | 34618.8 | 0 | 0 | 0 | 0 | 0 | 0 | 0
15 | Upah Bongkar Acc.Jar P12C-2 | Upah Bongkar Acc.Jar P12C-2 (Perpanjangan Tiang Beton Dengan 2 Cross Arm) | JASA | Unit | 27360 | 27360 | 48388.2 | 0.76857 | 85578.1396 | 151351.3207 | 267676.0956 | 473405.1334 | 837252.2762 |  | 48388.2 | 0 | 0 | 0 | 0 | 0 | 0 | 0
16 | Upah Bongkar Acc.Jar P12S-1 | Upah Bongkar Acc.Jar P12S-1 (Perpanjangan Tiang Besi Dengan 1 Cross Arm) | JASA | Unit | 18780 | 18780 | 32258.4 | 0.7177 | 55410.2434 | 95178.1573 | 163487.4905 | 280822.4101 | 482368.5641 |  | 32258.4 | 0 | 0 | 0 | 0 | 0 | 0 | 0
17 | Upah Bongkar Acc.Jar P12S-2 | Upah Bongkar Acc.Jar P12S-2 (Perpanjangan Tiang Besi Dengan 2 Cross Arm) | JASA | Unit | 27360 | 27360 | 47995.2 | 0.75421 | 84193.6851 | 147693.4486 | 259085.4021 | 454490.3397 | 797271.7379 |  | 47995.2 | 0 | 0 | 0 | 0 | 0 | 0 | 0
18 | Upah Bongkar Acc.Jar SM5-2 (Isolator Tumpu Vertikal Center Bracket) | Upah Bongkar Acc.Jar SM5-2 (Isolator Tumpu Vertikal Center Bracket) | JASA | Unit |  |  | 46434.6 | 2.2793 | 152272.0393 | 499342.6016 | 1637484.0372 | 5369768.0985 | 17608971.3098 |  | 46434.6 | 0 | 0 | 0 | 0 | 0 | 0 | 0
19 | Upah Bongkar Acc.Jar SM5-3 (Pole Band) | Upah Bongkar Acc.Jar SM5-3 (Pole Band) | JASA | Unit |  |  | 22423.2 | 0.8593 | 41691.5339 | 77517.2141 | 144128.0261 | 267977.7409 | 498251.9469 |  | 22423.2 | 0 | 0 | 0 | 0 | 0 | 0 | 0
20 | Upah Bongkar Acc.Jar SM5-4 (Isolator Tumpu Horisontal) | Upah Bongkar Acc.Jar SM5-4 (Isolator Tumpu Horisontal) | JASA | Unit |  |  | 34239 | 1.418 | 82790.1922 | 200187.3863 | 484054.7965 | 1170448.6 | 2830154.6339 |  | 34239 | 0 | 0 | 0 | 0 | 0 | 0 | 0
21 | Upah Bongkar Acc.Jar SM5-5 (Isolator Tumpu Vertikal Di Cross Arm) | Upah Bongkar Acc.Jar SM5-5 (Isolator Tumpu Vertikal Di Cross Arm) | JASA | Unit |  |  | 30301.2 | 1.1399 | 64842.0001 | 138756.3851 | 296926.9052 | 635398.4138 | 1359698.7581 |  | 30301.2 | 0 | 0 | 0 | 0 | 0 | 0 | 0
22 | Upah Bongkar Acc.Jar SM5-6 (Arrester) | Upah Bongkar Acc.Jar SM5-6 (Arrester) | JASA | Unit |  |  | 63123 | 0.80146 | 113713.2742 | 204849.4009 | 369027.0758 | 664785.8478 | 1197582.1081 |  | 63123 | 0 | 0 | 0 | 0 | 0 | 0 | 0
23 | Upah Bongkar Acc.Jar SM5-8 (Isolator Suspension Lengkap) | Upah Bongkar Acc.Jar SM5-8 (Isolator Suspension Lengkap) | JASA | Unit |  |  | 40153.8 | 0.55274 | 62348.3238 | 96810.6004 | 150321.4805 | 233409.8478 | 362424.298 |  | 40153.8 | 0 | 0 | 0 | 0 | 0 | 0 | 0
24 | Upah Bongkar Acc.Jar SM5-9 (Fuse Cut Out) | Upah Bongkar Acc.Jar SM5-9 (Fuse Cut Out) | JASA | Unit |  |  | 48997.8 | 0.39834 | 68515.5367 | 95807.9498 | 133971.9967 | 187338.2734 | 261962.4216 |  | 48997.8 | 0 | 0 | 0 | 0 | 0 | 0 | 0
25 | Upah Bongkar Acc.Jar SM5-12 (Cross Arm 1.500 mm) | Upah Bongkar Acc.Jar SM5-12 (Cross Arm 1.500 mm) | JASA | Unit |  |  | 32652 | 0.26265 | 41227.8849 | 52056.1832 | 65728.4801 | 82991.7375 | 104789.1034 |  | 32652 | 0 | 0 | 0 | 0 | 0 | 0 | 0
26 | Upah Bongkar Acc.Jar SM5-13 (Brace Steel) | Upah Bongkar Acc.Jar SM5-13 (Brace Steel) | JASA | Unit |  |  | 26357.4 | 0.019234 | 26864.3672 | 27381.0855 | 27907.7426 | 28444.5295 | 28991.6413 |  | 26357.4 | 0 | 0 | 0 | 0 | 0 | 0 | 0
27 | Upah Bongkar Acc.Jar SM5-16 (Cross Arm 3.000 mm) | Upah Bongkar Acc.Jar SM5-16 (Cross Arm 3.000 mm) | JASA | Unit |  |  | 32652 | 0.054651 | 34436.4698 | 36318.4629 | 38303.3091 | 40396.6295 | 42604.3523 |  | 32652 | 0 | 0 | 0 | 0 | 0 | 0 | 0
28 | Upah Bongkar Acc.Jar SM5-20 (Isolator Suspension Tanpa Pole Band) | Upah Bongkar Acc.Jar SM5-20 (Isolator Suspension Tanpa Pole Band) | JASA | Unit |  |  | 38973.6 | 0.5071 | 58737.1035 | 88522.6751 | 133412.5031 | 201065.9524 | 303026.4503 |  | 38973.6 | 0 | 0 | 0 | 0 | 0 | 0 | 0
[5 empty] | 0 | 0 |  |  | 0 | 0 | 0 | 0 | 0 |  | 0 | 0 | 0 | 0 | 0 | 0 | 0 | 0
+ | AKSESORIES GARDU | [7 empty] | 0 | 0 | 0 | 0 | 0 |  | 0 | 0 | 0 | 0 | 0 | 0 | 0 | 0
1 | Upah Bongkar Acc.Jar LVCB 2 Jurusan (M8-A1, M8-A2) | Upah Bongkar Acc.Jar LVCB 2 Jurusan (M8-A1, M8-A2) | JASA | Unit | 368820 | 368820 | 358256.4 | -0.028642 | 368517.4414 | 379072.3757 | 389929.6203 | 401097.8339 | 412585.9231 |  | 358256.4 | 0 | 0 | 0 | 0 | 0 | 0 | 0
2 | Upah Bongkar Acc.Jar LVCB 4 Jurusan (M8-B1, M8-B2) | Upah Bongkar Acc.Jar LVCB 4 Jurusan (M8-B1, M8-B2) | JASA | Unit | 497400 | 497400 | 464478.6 | -0.066187 | 495221.0322 | 527998.2129 | 562944.816 | 600204.4289 | 639930.1428 |  | 464478.6 | 0 | 0 | 0 | 0 | 0 | 0 | 0
3 | Upah Bongkar M8-A1 (PHB TR 2 Jurusan Untuk 1 Tiang) | Upah Bongkar M8-A1 (PHB TR 2 Jurusan Untuk 1 Tiang) | JASA | Unit |  |  | 288247.2 | -0.028642 | 296503.065 | 304995.3913 | 313730.9515 | 322716.7122 | 331959.8396 |  | 288247.2 | 0 | 0 | 0 | 0 | 0 | 0 | 0
4 | Upah Bongkar M8-A2 (PHB TR 2 Jurusan Untuk 2 Tiang) | Upah Bongkar M8-A2 (PHB TR 2 Jurusan Untuk 2 Tiang) | JASA | Unit |  |  | 358256.4 | -0.028642 | 368517.4414 | 379072.3757 | 389929.6203 | 401097.8339 | 412585.9231 |  | 358256.4 | 0 | 0 | 0 | 0 | 0 | 0 | 0
5 | Upah Bongkar M8-B1 (PHB TR 4 Jurusan Untuk 1 Tiang) | Upah Bongkar M8-B1 (PHB TR 4 Jurusan Untuk 1 Tiang) | JASA | Unit |  |  | 431038.2 | -0.066187 | 459567.3134 | 489984.6824 | 522415.285 | 556992.371 | 593858.0096 |  | 431038.2 | 0 | 0 | 0 | 0 | 0 | 0 | 0
6 | Upah Bongkar M8-B2 (PHB TR 4 Jurusan Untuk 2 Tiang) | Upah Bongkar M8-B2 (PHB TR 4 Jurusan Untuk 2 Tiang) | JASA | Unit |  |  | 464478.6 | -0.066187 | 495221.0322 | 527998.2129 | 562944.816 | 600204.4289 | 639930.1428 |  | 464478.6 | 0 | 0 | 0 | 0 | 0 | 0 | 0
7 | Upah Bongkar Panel Sub Distribution Panel (SDP) Type-1 (Seri) | Upah Bongkar Panel Sub Distribution Panel (SDP) Type-1 (Seri) | JASA | Unit |  |  | 134365.8 | -0.028642 | 138214.2534 | 142172.9326 | 146244.9948 | 150433.6875 | 154742.3511 |  | 134365.8 | 0 | 0 | 0 | 0 | 0 | 0 | 0
8 | Upah Bongkar Panel Sub Distribution Panel (SDP) Type-2 (Dead end) | Upah Bongkar Panel Sub Distribution Panel (SDP) Type-2 (Dead end) | JASA | Unit |  |  | 117889.8 | -0.028642 | 121266.3541 | 124739.6182 | 128312.3622 | 131987.4353 | 135767.7684 |  | 117889.8 | 0 | 0 | 0 | 0 | 0 | 0 | 0
[9 empty] | 0 | 0 | 0 | 0 | 0 |  | 0 | 0 | 0 | 0 | 0 | 0 | 0 | 0
+ | AKSESORIES PENTANAHAN |  |  |  | 0 | 0 |  |  | 0 | 0 | 0 | 0 | 0 |  | 0 | 0 | 0 | 0 | 0 | 0 | 0 | 0
1 | Upah Bongkar Acc.Jar M2-11 | Upah Bongkar Acc.Jar CM2-11 (Grounding Tiang Ke Tanah) | JASA | Unit | 33840 | 33840 | 53650.2 | 0.58541 | 85057.4456 | 134850.7379 | 213793.4118 | 338949.743 | 537373.5669 |  | 53650.2 | 0 | 0 | 0 | 0 | 0 | 0 | 0
2 | Upah Bongkar Acc.Jar M2-11M | Upah Bongkar Acc.Jar CM2-11M (Grounding Jaringan Ke Tanah) | JASA | Unit | 39240 | 39240 | 120032.4 | 2.0589 | 367170.669 | 1123149.2509 | 3435634.5601 | 10509364.4694 | 32147406.721 |  | 120032.4 | 0 | 0 | 0 | 0 | 0 | 0 | 0
3 | Upah Bongkar Acc.Jar M2-12 | Upah Bongkar Acc.Jar CM2-12 (Grounding Netral Ke Tiang) | JASA | Unit | 7320 | 7320 | 33635.4 | 3.595 | 154554.663 | 710178.6765 | 3263271.0184 | 14994730.3298 | 68900785.8653 |  | 33635.4 | 0 | 0 | 0 | 0 | 0 | 0 | 0
4 | Upah Bongkar Acc.Jar M2-12A | Upah Bongkar Acc.Jar CM2-12A (Grounding Schoor Ke Tiang) | JASA | Unit | 9600 | 9600 | 33733.8 | 2.5139 | 118538.4648 | 416536.7568 | 1463684.1298 | 5143294.5518 | 18073215.5993 |  | 33733.8 | 0 | 0 | 0 | 0 | 0 | 0 | 0
5 | Upah Bongkar Acc.Jar M2-15 | Upah Bongkar Acc.Jar CM2-15A (Grounding Dan Keset ABSW) | JASA | Unit | 103860 | 103860 | 116350.8 | 0.12027 | 130343.8153 | 146019.711 | 163580.88 | 183254.056 | 205293.241 |  | 116350.8 | 0 | 0 | 0 | 0 | 0 | 0 | 0
6 | Upah Bongkar Acc.Jar SM2-11 (Grounding Tiang Ke Tanah) | Upah Bongkar Acc.Jar SM2-11 (Grounding Tiang Ke Tanah) | JASA | Unit | 923940 | 923940 | 53650.2 | -0.94193 | 104185.1068 | 202320.5223 | 392892.948 | 762971.8764 | 1481640.4497 |  | 53650.2 | 0 | 0 | 0 | 0 | 0 | 0 | 0
7 | Upah Bongkar Acc.Jar SM2-11M (Grounding Jaringan Ke Tanah) | Upah Bongkar Acc.Jar SM2-11M (Grounding Jaringan Ke Tanah) | JASA | Unit |  |  | 120032.4 | 2.0589 | 367170.669 | 1123149.2509 | 3435634.5601 | 10509364.4694 | 32147406.721 |  | 120032.4 | 0 | 0 | 0 | 0 | 0 | 0 | 0
8 | Upah Bongkar Acc.Jar SM2-12 (Grounding Netral Ke Tiang) | Upah Bongkar Acc.Jar SM2-12 (Grounding Netral Ke Tiang) | JASA | Unit |  |  | 33635.4 | 3.595 | 154554.663 | 710178.6765 | 3263271.0184 | 14994730.3298 | 68900785.8653 |  | 33635.4 | 0 | 0 | 0 | 0 | 0 | 0 | 0
9 | Upah Bongkar Acc.Jar SM2-12A (Grounding Schoor Ke Tiang) | Upah Bongkar Acc.Jar SM2-12A (Grounding Schoor Ke Tiang) | JASA | Unit |  |  | 33733.8 | 2.5139 | 118538.4648 | 416536.7568 | 1463684.1298 | 5143294.5518 | 18073215.5993 |  | 33733.8 | 0 | 0 | 0 | 0 | 0 | 0 | 0
10 | Upah Bongkar Acc.Jar SM2-15A (Grounding Dan Keset ABSW) | Upah Bongkar Acc.Jar SM2-15A (Grounding Dan Keset ABSW) | JASA | Unit |  |  | 116350.8 | 0.12027 | 130343.8153 | 146019.711 | 163580.88 | 183254.056 | 205293.241 |  | 116350.8 | 0 | 0 | 0 | 0 | 0 | 0 | 0
[9 empty] | 0 | 0 | 0 | 0 | 0 |  | 0 | 0 | 0 | 0 | 0 | 0 | 0 | 0
+ | AKSESORIES PENAHAN | [7 empty] | 0 | 0 | 0 | 0 | 0 |  | 0 | 0 | 0 | 0 | 0 | 0 | 0 | 0
1 | Upah Bongkar Acc.Jar E1-1 | Upah Bongkar Acc.Jar CE1-1 (Schoor Dengan Guy Wire 22 mm²) | JASA | Unit | 18720 | 18720 | 40323.6 | 1.154 | 86858.5853 | 187096.7335 | 403013.5599 | 868106.7086 | 1869935.239 |  | 40323.6 | 0 | 0 | 0 | 0 | 0 | 0 | 0
2 | Upah Bongkar Acc.Jar E1-2 | Upah Bongkar Acc.Jar CE1-2 (Schoor Dengan Guy Wire 35 mm²) | JASA | Unit | 18720 | 18720 | 40323.6 | 1.154 | 86858.5853 | 187096.7335 | 403013.5599 | 868106.7086 | 1869935.239 |  | 40323.6 | 0 | 0 | 0 | 0 | 0 | 0 | 0
3 | Upah Bongkar Acc.Jar E1-3 | Upah Bongkar Acc.Jar CE1-3 (Schoor Dengan Guy Wire 70 mm²) | JASA | Unit | 18720 | 18720 | 40323.6 | 1.154 | 86858.5853 | 187096.7335 | 403013.5599 | 868106.7086 | 1869935.239 |  | 40323.6 | 0 | 0 | 0 | 0 | 0 | 0 | 0
4 | Upah Bongkar Acc.Jar E2-1 | Upah Bongkar Acc.Jar CE2-1 (Over Head Schoor Dengan Guy Wire 22 mm²) | JASA | Unit | 25260 | 25260 | 46421.4 | 0.83774 | 85310.6246 | 156779.0431 | 288119.6624 | 529490.0276 | 973066.8396 |  | 46421.4 | 0 | 0 | 0 | 0 | 0 | 0 | 0
5 | Upah Bongkar Acc.Jar E2-2 | Upah Bongkar Acc.Jar CE2-2 (Over Head Schoor Dengan Guy Wire 35 mm²) | JASA | Unit | 25260 | 25260 | 46421.4 | 0.83774 | 85310.6246 | 156779.0431 | 288119.6624 | 529490.0276 | 973066.8396 |  | 46421.4 | 0 | 0 | 0 | 0 | 0 | 0 | 0
6 | Upah Bongkar Acc.Jar E2-3 | Upah Bongkar Acc.Jar CE2-3 (Over Head Schoor Dengan Guy Wire 70 mm²) | JASA | Unit | 22860 | 22860 | 46421.4 | 1.0307 | 94267.1206 | 191426.5842 | 388726.5982 | 789380.2671 | 1602980.6269 |  | 46421.4 | 0 | 0 | 0 | 0 | 0 | 0 | 0
7 | Upah Bongkar Acc.Jar E5-1 | Upah Bongkar Acc.Jar CE5-1 (Dead End Schoor Dengan Guy Wire 22 mm²) | JASA | Unit | 74340 | 74340 | 96385.2 | 0.29655 | 124967.8071 | 162026.4606 | 210074.6948 | 272371.4214 | 353141.9684 |  | 96385.2 | 0 | 0 | 0 | 0 | 0 | 0 | 0
8 | Upah Bongkar Acc.Jar E5-2 | Upah Bongkar Acc.Jar CE5-2 (Dead End Schoor Dengan Guy Wire 70 mm²) | JASA | Unit | 74340 | 74340 | 96385.2 | 0.29655 | 124967.8071 | 162026.4606 | 210074.6948 | 272371.4214 | 353141.9684 |  | 96385.2 | 0 | 0 | 0 | 0 | 0 | 0 | 0
9 | Upah Bongkar Acc.Jar F1-2 | Upah Bongkar Acc.Jar F1-2 (Anchor 8.000 lbs) | JASA | Unit | 21480 | 21480 | 54879.6 | 1.5549 | 140212.7792 | 358231.9011 | 915252.4878 | 2338393.4091 | 5974399.2055 |  | 54879.6 | 0 | 0 | 0 | 0 | 0 | 0 | 0
10 | Upah Bongkar Acc.Jar F1-3 | Upah Bongkar Acc.Jar F1-3 (Anchor 10.000 lbs) | JASA | Unit | 25560 | 25560 | 54879.6 | 1.1471 | 117831.3966 | 252994.5192 | 543201.8003 | 1166302.7199 | 2504155.976 |  | 54879.6 | 0 | 0 | 0 | 0 | 0 | 0 | 0
11 | Upah Bongkar Acc.Jar FDG | Upah Bongkar Acc.Jar FDG (Drag Schoor) | JASA | Unit | 457260 | 457260 | 133137.6 | -0.70884 | 227510.3386 | 388777.8821 | 664357.684 | 1135278.4009 | 1940004.7273 |  | 133137.6 | 0 | 0 | 0 | 0 | 0 | 0 | 0
12 | Upah Bongkar Acc.Jar SE1-1 (Schoor Dengan Guy Wire 22 mm²) | Upah Bongkar Acc.Jar SE1-1 (Schoor Dengan Guy Wire 22 mm²) | JASA | Unit |  |  | 40126.8 | 1.154 | 86434.6705 | 186183.6048 | 401046.6455 | 863869.8994 | 1860808.989 |  | 40126.8 | 0 | 0 | 0 | 0 | 0 | 0 | 0
13 | Upah Bongkar Acc.Jar SE1-2 (Schoor Dengan Guy Wire 35 mm²) | Upah Bongkar Acc.Jar SE1-2 (Schoor Dengan Guy Wire 35 mm²) | JASA | Unit |  |  | 40126.8 | 1.154 | 86434.6705 | 186183.6048 | 401046.6455 | 863869.8994 | 1860808.989 |  | 40126.8 | 0 | 0 | 0 | 0 | 0 | 0 | 0
14 | Upah Bongkar Acc.Jar SE1-3 (Schoor Dengan Guy Wire 70 mm²) | Upah Bongkar Acc.Jar SE1-3 (Schoor Dengan Guy Wire 70 mm²) | JASA | Unit |  |  | 40126.8 | 1.154 | 86434.6705 | 186183.6048 | 401046.6455 | 863869.8994 | 1860808.989 |  | 40126.8 | 0 | 0 | 0 | 0 | 0 | 0 | 0
15 | Upah Bongkar Acc.Jar SE2-1 (Over Head Schoor Dengan Guy Wire 22 mm²) | Upah Bongkar Acc.Jar SE2-1 (Over Head Schoor Dengan Guy Wire 22 mm²) | JASA | Unit |  |  | 46027.8 | 0.83774 | 84587.2888 | 155449.7375 | 285676.7396 | 525000.5621 | 964816.3537 |  | 46027.8 | 0 | 0 | 0 | 0 | 0 | 0 | 0
16 | Upah Bongkar Acc.Jar SE2-2 (Over Head Schoor Dengan Guy Wire 35 mm²) | Upah Bongkar Acc.Jar SE2-2 (Over Head Schoor Dengan Guy Wire 35 mm²) | JASA | Unit |  |  | 46027.8 | 0.83774 | 84587.2888 | 155449.7375 | 285676.7396 | 525000.5621 | 964816.3537 |  | 46027.8 | 0 | 0 | 0 | 0 | 0 | 0 | 0
17 | Upah Bongkar Acc.Jar SE2-3 (Over Head Schoor Dengan Guy Wire 70 mm²) | Upah Bongkar Acc.Jar SE2-3 (Over Head Schoor Dengan Guy Wire 70 mm²) | JASA | Unit |  |  | 46027.8 | 1.0307 | 93467.844 | 189803.5072 | 385430.6444 | 782687.2317 | 1589389.1976 |  | 46027.8 | 0 | 0 | 0 | 0 | 0 | 0 | 0
18 | Upah Bongkar Acc.Jar SE5-1 (Dead End Schoor Dengan Guy Wire 22 mm²) | Upah Bongkar Acc.Jar SE5-1 (Dead End Schoor Dengan Guy Wire 22 mm²) | JASA | Unit |  |  | 96385.2 | 0.29655 | 124967.8071 | 162026.4606 | 210074.6948 | 272371.4214 | 353141.9684 |  | 96385.2 | 0 | 0 | 0 | 0 | 0 | 0 | 0
19 | Upah Bongkar Acc.Jar SE5-2 (Dead End Schoor Dengan Guy Wire 70 mm²) | Upah Bongkar Acc.Jar SE5-2 (Dead End Schoor Dengan Guy Wire 70 mm²) | JASA | Unit |  |  | 96385.2 | 0.29655 | 124967.8071 | 162026.4606 | 210074.6948 | 272371.4214 | 353141.9684 |  | 96385.2 | 0 | 0 | 0 | 0 | 0 | 0 | 0
20 | Upah Bongkar Acc.Jar E6-1 | Upah Bongkar Acc.Jar SE6-1 (Sidewalk Guy) | JASA | Unit | 27540 | 27540 | 49175.4 | 0.7856 | 87807.5514 | 156789.0872 | 279962.4575 | 499900.7202 | 892622.2903 |  | 49175.4 | 0 | 0 | 0 | 0 | 0 | 0 | 0
[9 empty] | 0 | 0 | 0 | 0 | 0 |  | 0 | 0 | 0 | 0 | 0 | 0 | 0 | 0
+ | SWITCHING |  |  |  | 0 | 0 | 0 |  | 0 | 0 | 0 | 0 | 0 |  | 0 | 0 | 0 | 0 | 0 | 0 | 0 | 0
1 | Upah Bongkar Air Break Switch (ABSW) | Upah Bongkar M3-16 (Air Break Switch) | JASA | Unit | 940920 | 940920 | 730774.8 | -0.22334 | 893986.1426 | 1093649.1286 | 1337904.8728 | 1636712.728 | 2002256.3699 |  | 730774.8 | 0 | 0 | 0 | 0 | 0 | 0 | 0
1 | Upah Bongkar Acc.Jar M3-16 |  | JASA | Unit | 923940 | 923940 | 730774.8 | -0.20907 | 883555.5654 | 1068277.72 | 1291619.1485 | 1561653.8598 | 1888143.8701 |  | 730774.8 | 0 | 0 | 0 | 0 | 0 | 0 | 0
2 | Upah Bongkar Load Break Switch (LBS) | Upah Bongkar Acc.Jar CM3-16G (Load Break Switch) | JASA | Unit | 2080260 | 2080260 | 997753.8 | -0.52037 | 1516955.5702 | 2306334.6911 | 3506483.5198 | 5331154.5466 | 8105330.7794 |  | 997753.8 | 0 | 0 | 0 | 0 | 0 | 0 | 0
3 | Upah Bongkar Recloser | Upah Bongkar M3-21L (Recloser Dengan 1 DS Input) | JASA | Unit | 2080260 | 2080260 | 1045117.8 | -0.4976 | 1565170.8408 | 2344003.4808 | 3510385.0484 | 5257160.7889 | 7873136.1885 |  | 1045117.8 | 0 | 0 | 0 | 0 | 0 | 0 | 0
4 | Upah Bongkar Disconecting Switch (DS) | Upah Bongkar Disconecting Switch (DS) | JASA | Unit | 909420 | 909420 | 511104.6 | -0.43799 | 734962.48 | 1056867.5119 | 1519763.21 | 2185401.8489 | 3142582.4822 |  | 511104.6 | 0 | 0 | 0 | 0 | 0 | 0 | 0
[5 empty] | 0 | 0 | [8 empty] | 0 | 0 | 0 | 0 | 0 | 0 | 0 | 0
+ | PENGHANTAR TM |  |  |  | 0 | 0 | 0 | [7 empty] | 0 | 0 | 0 | 0 | 0 | 0 | 0 | 0
1 | Upah Bongkar Penghantar TM A3C 3x240 + 1x150mm² | Upah Bongkar Penghantar TM A3C 3x240 + 1x150 mm² | JASA | Per 50 m | 285420 | 285420 | 336960 | 0.18058 | 397806.8867 | 469641.2604 | 554447.1975 | 654567.0509 | 772766.1462 |  | 336960 | 0 | 0 | 0 | 0 | 0 | 0 | 0
2 | Upah Bongkar Penghantar TM A3C 3x240 + 1x120mm² | Upah Bongkar Penghantar TM A3C 3x240 + 1x120 mm² | JASA | Per 50 m | 285420 | 285420 | 336960 | 0.18058 | 397806.8867 | 469641.2604 | 554447.1975 | 654567.0509 | 772766.1462 |  | 336960 | 0 | 0 | 0 | 0 | 0 | 0 | 0
3 | Upah Bongkar Penghantar TM A3C 3x150 + 1x150mm² | Upah Bongkar Penghantar TM A3C 3x150 + 1x150 mm² | JASA | Per 50 m | 222780 | 222780 | 331740 | 0.48909 | 493991.5055 | 735598.9857 | 1095374.843 | 1631114.3299 | 2428879.9166 |  | 331740 | 0 | 0 | 0 | 0 | 0 | 0 | 0
4 | Upah Bongkar Penghantar TM A3C 3x150 + 1x70mm² | Upah Bongkar Penghantar TM A3C 3x150 + 1x70 mm² | JASA | Per 50 m | 211020 | 211020 | 330600 | 0.56668 | 517943.1334 | 811449.1512 | 1271278.0276 | 1991680.9588 | 3120319.0455 |  | 330600 | 0 | 0 | 0 | 0 | 0 | 0 | 0
5 | Upah Bongkar Penghantar TM A3C 3x70 + 1x70mm² | Upah Bongkar Penghantar TM A3C 3x70 + 1x70 mm² | JASA | Per 50 m | 180060 | 180060 | 313410 | 0.74059 | 545517.2059 | 949519.8684 | 1652721.4371 | 2876704.5741 | 5007153.0632 |  | 313410 | 0 | 0 | 0 | 0 | 0 | 0 | 0
6 | Upah Bongkar Penghantar TM A3C 3x70 + 1x50mm² | Upah Bongkar Penghantar TM A3C 3x70 + 1x50 mm² | JASA | Per 50 m | 174540 | 174540 | 312300 | 0.78927 | 558790.4778 | 999829.6449 | 1788969.8528 | 3200958.4338 | 5727393.8288 |  | 312300 | 0 | 0 | 0 | 0 | 0 | 0 | 0
7 | Upah Bongkar Penghantar TM A3C 3x70 + 1x35mm² | Upah Bongkar Penghantar TM A3C 3x70 + 1x35 mm² | JASA | Per 50 m | 174360 | 174360 | 310650 | 0.78166 | 553472.2557 | 986098.6248 | 1756891.1322 | 3130180.2604 | 5576912.6973 |  | 310650 | 0 | 0 | 0 | 0 | 0 | 0 | 0
8 | Upah Bongkar Penghantar TM A3C 3x35 + 1x35mm² | Upah Bongkar Penghantar TM A3C 3x35 + 1x35 mm² | JASA | Per 50 m | 148200 | 148200 | 302340 | 1.0401 | 616798.081 | 1258318.0283 | 2567070.6659 | 5237032.0185 | 10683969.3688 |  | 302340 | 0 | 0 | 0 | 0 | 0 | 0 | 0
9 | Upah Bongkar Penghantar TM A3C 1x150 + 1x70mm² | Upah Bongkar Penghantar TM A3C 1x150 + 1x70 mm² | JASA | Per 50 m | 165600 | 165600 | 317850 | 0.91938 | 610076.2228 | 1170970.5762 | 2247542.2564 | 4313896.7765 | 8280024.7006 |  | 317850 | 0 | 0 | 0 | 0 | 0 | 0 | 0
10 | Upah Bongkar Penghantar TM A3C 1x120 + 1x70mm² |  | JASA | Per 50 m | 160860 | 160860 | 160860 | 0.91938 | 308752.1196 | 592613.8962 | 1137453.6648 | 2183210.4309 | 4190419.2963 |  | 160860 | 0 | 0 | 0 | 0 | 0 | 0 | 0
11 | Upah Bongkar Penghantar TM A3C 1x70 + 1x70mm² | Upah Bongkar Penghantar TM A3C 1x70 + 1x70 mm² | JASA | Per 50 m | 133440 | 133440 | 313410 | 1.3487 | 736104.8269 | 1728886.4943 | 4060628.8682 | 9537182.9554 | 22399943.8704 |  | 313410 | 0 | 0 | 0 | 0 | 0 | 0 | 0
12 | Upah Bongkar Penghantar TM A3C 1x70 + 1x50mm² | Upah Bongkar Penghantar TM A3C 1x70 + 1x50 mm² | JASA | Per 50 m | 133440 | 133440 | 201450 | 0.50967 | 304122.4708 | 459123.739 | 693124.08 | 1046386.7349 | 1579695.8015 |  | 201450 | 0 | 0 | 0 | 0 | 0 | 0 | 0
13 | Upah Bongkar Penghantar TM A3C 1x70 + 1x35mm² | Upah Bongkar Penghantar TM A3C 1x70 + 1x35 mm² | JASA | Per 50 m | 118380 | 118380 | 199800 | 0.68779 | 337219.4627 | 569153.9843 | 960609.6136 | 1621302.5916 | 2736410.3548 |  | 199800 | 0 | 0 | 0 | 0 | 0 | 0 | 0
14 | Upah Bongkar Penghantar TM A3C 1x35 + 1x35mm² | Upah Bongkar Penghantar TM A3C 1x35 + 1x35 mm² | JASA | Per 50 m | 89520 | 89520 | 192450 | 1.1498 | 413728.8036 | 889433.7383 | 1912103.6969 | 4110638.477 | 8837046.1897 |  | 192450 | 0 | 0 | 0 | 0 | 0 | 0 | 0
15 | Upah Bongkar Penghantar TM A3C 3x240mm² | Upah Bongkar Penghantar TM A3C 3x240 mm² | JASA | Per 50 m | 234120 | 234120 | 277950 | 0.18721 | 329985.4882 | 391762.6279 | 465105.1701 | 552178.2933 | 655552.5228 |  | 277950 | 0 | 0 | 0 | 0 | 0 | 0 | 0
16 | Upah Bongkar Penghantar TM A3C 3x150mm² | Upah Bongkar Penghantar TM A3C 3x150 mm² | JASA | Per 50 m | 184560 | 184560 | 272760 | 0.47789 | 403110.1951 | 595753.8839 | 880460.7139 | 1301227.0499 | 1923074.8273 |  | 272760 | 0 | 0 | 0 | 0 | 0 | 0 | 0
17 | Upah Bongkar Penghantar TM A3C 3x70mm² | Upah Bongkar Penghantar TM A3C 3x70 mm² | JASA | Per 50 m | 156960 | 156960 | 258000 | 0.64373 | 424082.5688 | 697077.6169 | 1145808.0095 | 1883400.0156 | 3095802.7779 |  | 258000 | 0 | 0 | 0 | 0 | 0 | 0 | 0
18 | Upah Bongkar Penghantar TM A3C 3x35mm² | Upah Bongkar Penghantar TM A3C 3x35 mm² | JASA | Per 50 m | 119220 | 119220 | 249690 | 1.0944 | 522941.5878 | 1095229.7019 | 2293808.9605 | 4804069.446 | 10061467.0355 |  | 249690 | 0 | 0 | 0 | 0 | 0 | 0 | 0
19 | Upah Bongkar Penghantar TM A3C 2x240mm² | Upah Bongkar Penghantar TM A3C 2x240 mm² | JASA | Per 50 m | 163560 | 163560 | 208110 | 0.27238 | 264794.4002 | 336918.3335 | 428687.1753 | 545451.7489 | 694020.3195 |  | 208110 | 0 | 0 | 0 | 0 | 0 | 0 | 0
20 | Upah Bongkar Penghantar TM A3C 2x150mm² | Upah Bongkar Penghantar TM A3C 2x150 mm² | JASA | Per 50 m | 146040 | 146040 | 204780 | 0.40222 | 287146.3188 | 402641.9006 | 564591.9502 | 791681.3172 | 1110110.2447 |  | 204780 | 0 | 0 | 0 | 0 | 0 | 0 | 0
21 | Upah Bongkar Penghantar TM A3C 2x70mm² | Upah Bongkar Penghantar TM A3C 2x70 mm² | JASA | Per 50 m | 107580 | 107580 | 202560 | 0.88288 | 381395.739 | 718121.5922 | 1352135.2455 | 2545905.5153 | 4793629.1242 |  | 202560 | 0 | 0 | 0 | 0 | 0 | 0 | 0
22 | Upah Bongkar Penghantar TM A3C 2x35mm² | Upah Bongkar Penghantar TM A3C 2x35 mm² | JASA | Per 50 m | 91140 | 91140 | 197040 | 1.1619 | 425990.3621 | 920969.2884 | 1991088.3101 | 4304630.685 | 9306390.5 |  | 197040 | 0 | 0 | 0 | 0 | 0 | 0 | 0
23 | Upah Bongkar Penghantar TM A3C 1x240mm² | Upah Bongkar Penghantar TM A3C 1x240 mm² | JASA | Per 50 m | 81891.0659 | 81891.0659 | 161280 | 0.96945 | 317632.1876 | 625559.3169 | 1232005.0491 | 2426366.9328 | 4778597.699 |  | 161280 | 0 | 0 | 0 | 0 | 0 | 0 | 0
24 | Upah Bongkar Penghantar TM A3C 1x150mm² | Upah Bongkar Penghantar TM A3C 1x150 mm² | JASA | Per 50 m | 75288.6998 | 75288.6998 | 156660 | 1.0808 | 325976.6163 | 678288.9977 | 1411377.2012 | 2936780.061 | 6110823.6123 |  | 156660 | 0 | 0 | 0 | 0 | 0 | 0 | 0
25 | Upah Bongkar Penghantar TM A3C 1x70mm² | Upah Bongkar Penghantar TM A3C 1x70 mm² | JASA | Per 50 m | 69120 | 69120 | 171840 | 1.4861 | 427213.3333 | 1062099.8148 | 2640498.1507 | 6564571.7914 | 16320254.8702 |  | 171840 | 0 | 0 | 0 | 0 | 0 | 0 | 0
26 | Upah Bongkar Penghantar TM A3C 1x50mm² | Upah Bongkar Penghantar TM A3C 1x50 mm² | JASA | Per 50 m | 69000 | 69000 | 150090 | 1.1752 | 326478.3783 | 710161.4463 | 1544755.5286 | 3360179.0911 | 7309119.9968 |  | 150090 | 0 | 0 | 0 | 0 | 0 | 0 | 0
27 | Upah Bongkar Penghantar TM A3C 1x35mm² | Upah Bongkar Penghantar TM A3C 1x35 mm² | JASA | Per 50 m | 61080 | 61080 | 147150 | 1.4091 | 354504.2976 | 854048.9096 | 2057519.598 | 4956843.6288 | 11941708.2512 |  | 147150 | 0 | 0 | 0 | 0 | 0 | 0 | 0
28 | Upah Bongkar Penghantar TM A3CS 3x240 + 1x150mm² | Upah Bongkar Penghantar TM A3CS 3x240 + 1x150 mm² | JASA | Per 50 m | 313962 | 313962 | 336960 | 0.073251 | 361642.6243 | 388133.273 | 416564.3858 | 447078.1032 | 479826.9779 |  | 336960 | 0 | 0 | 0 | 0 | 0 | 0 | 0
29 | Upah Bongkar Penghantar TM A3CS 3x240 + 1x120mm² | Upah Bongkar Penghantar TM A3CS 3x240 + 1x120 mm² | JASA | Per 50 m | 313962 | 313962 | 336960 | 0.073251 | 361642.6243 | 388133.273 | 416564.3858 | 447078.1032 | 479826.9779 |  | 336960 | 0 | 0 | 0 | 0 | 0 | 0 | 0
30 | Upah Bongkar Penghantar TM A3CS 3x150 + 1x150mm² |  | JASA | Per 50 m | 245058 | 245058 | 245058 | 0.073251 | 263008.7198 | 282274.346 | 302951.1967 | 325142.6454 | 348959.6378 |  | 245058 | 0 | 0 | 0 | 0 | 0 | 0 | 0
31 | Upah Bongkar Penghantar TM A3CS 3x150 + 1x70mm² | Upah Bongkar Penghantar TM A3CS 3x150 + 1x70 mm² | JASA | Per 50 m | 232122 | 232122 | 331740 | 0.42916 | 474110.2851 | 677580.5222 | 968372.5043 | 1383961.428 | 1977905.4295 |  | 331740 | 0 | 0 | 0 | 0 | 0 | 0 | 0
32 | Upah Bongkar Penghantar TM A3CS 3x70 + 1x70mm² | Upah Bongkar Penghantar TM A3CS 3x70 + 1x70 mm² | JASA | Per 50 m | 198066 | 198066 | 313410 | 0.58235 | 495924.7327 | 784727.164 | 1241714.0775 | 1964827.9312 | 3109048.1048 |  | 313410 | 0 | 0 | 0 | 0 | 0 | 0 | 0
33 | Upah Bongkar Penghantar TM A3CS 3x70 + 1x50mm² |  | JASA | Per 50 m | 191994 | 191994 | 191994 | 0.58235 | 303801.9627 | 480721.442 | 760670.2166 | 1203647.5346 | 1904593.2862 |  | 191994 | 0 | 0 | 0 | 0 | 0 | 0 | 0
34 | Upah Bongkar Penghantar TM A3CS 3x70 + 1x35mm² |  | JASA | Per 50 m | 191796 | 191796 | 191796 | 0.58235 | 303488.6571 | 480225.6825 | 759885.7509 | 1202406.2343 | 1902629.113 |  | 191796 | 0 | 0 | 0 | 0 | 0 | 0 | 0
35 | Upah Bongkar Penghantar TM A3CS 3x35 + 1x35mm² |  | JASA | Per 50 m | 163020 | 163020 | 163020 | 0.58235 | 257954.915 | 408175.3048 | 645876.7394 | 1022003.9225 | 1617169.2736 |  | 163020 | 0 | 0 | 0 | 0 | 0 | 0 | 0
36 | Upah Bongkar Penghantar TM A3CS 1x150 + 1x70mm² | Upah Bongkar Penghantar TM A3CS 1x150 + 1x70 mm² | JASA | Per 50 m | 182160 | 182160 | 217710 | 0.19516 | 260197.8706 | 310977.5933 | 371667.3904 | 444201.2932 | 530890.7748 |  | 217710 | 0 | 0 | 0 | 0 | 0 | 0 | 0
37 | Upah Bongkar Penghantar TM A3CS 1x120 + 1x70mm² |  | JASA | Per 50 m | 176946 | 176946 | 176946 | 0.19516 | 211478.4457 | 252750.1779 | 302076.4231 | 361029.0847 | 431486.8359 |  | 176946 | 0 | 0 | 0 | 0 | 0 | 0 | 0
38 | Upah Bongkar Penghantar TM A3CS 1x70 + 1x70mm² | Upah Bongkar Penghantar TM A3CS 1x70 + 1x70 mm² | JASA | Per 50 m | 146784 | 146784 | 217710 | 0.4832 | 322907.4293 | 478936.2358 | 710358.1309 | 1053603.0404 | 1562703.8228 |  | 217710 | 0 | 0 | 0 | 0 | 0 | 0 | 0
39 | Upah Bongkar Penghantar TM A3CS 1x70 + 1x50mm² |  | JASA | Per 50 m | 146784 | 146784 | 146784 | 0.4832 | 217710 | 322907.4293 | 478936.2358 | 710358.1309 | 1053603.0404 |  | 146784 | 0 | 0 | 0 | 0 | 0 | 0 | 0
40 | Upah Bongkar Penghantar TM A3CS 1x70 + 1x35mm² |  | JASA | Per 50 m | 130218 | 130218 | 130218 | 0.4832 | 193139.3121 | 286464.1897 | 424883.63 | 630187.3167 | 934693.7044 |  | 130218 | 0 | 0 | 0 | 0 | 0 | 0 | 0
41 | Upah Bongkar Penghantar TM A3CS 1x35 + 1x35mm² |  | JASA | Per 50 m | 98472 | 98472 | 98472 | 0.4832 | 146053.6511 | 216626.7466 | 321300.7481 | 476553.2065 | 706823.6224 |  | 98472 | 0 | 0 | 0 | 0 | 0 | 0 | 0
42 | Upah Bongkar Penghantar TM A3CS 3x240mm² | Upah Bongkar Penghantar TM A3CS 3x240 mm² | JASA | Per 50 m | 257532 | 257532 | 306780 | 0.19123 | 365445.7248 | 435330.1316 | 518578.5758 | 617746.6702 | 735878.7393 |  | 306780 | 0 | 0 | 0 | 0 | 0 | 0 | 0
43 | Upah Bongkar Penghantar TM A3CS 3x150mm² | Upah Bongkar Penghantar TM A3CS 3x150 mm² | JASA | Per 50 m | 203016 | 203016 | 300870 | 0.482 | 445889.7668 | 660809.267 | 979320.2711 | 1451354.031 | 2150908.7328 |  | 300870 | 0 | 0 | 0 | 0 | 0 | 0 | 0
44 | Upah Bongkar Penghantar TM A3CS 3x70mm² | Upah Bongkar Penghantar TM A3CS 3x70 mm² | JASA | Per 50 m | 172656 | 172656 | 280710 | 0.62583 | 456387.8701 | 742010.9293 | 1206386.6183 | 1961384.4154 | 3188885.5253 |  | 280710 | 0 | 0 | 0 | 0 | 0 | 0 | 0
45 | Upah Bongkar Penghantar TM A3CS 3x35mm² |  | JASA | Per 50 m | 131142 | 131142 | 131142 | 0.62583 | 213215.1261 | 346652.4074 | 563599.28 | 916318.8879 | 1489782.4287 |  | 131142 | 0 | 0 | 0 | 0 | 0 | 0 | 0
46 | Upah Bongkar Penghantar TM A3CS 2x240mm² | Upah Bongkar Penghantar TM A3CS 2x240 mm² | JASA | Per 50 m | 179916 | 179916 | 226530 | 0.25909 | 285221.1082 | 359118.3532 | 452161.4562 | 569310.871 | 716812.2436 |  | 226530 | 0 | 0 | 0 | 0 | 0 | 0 | 0
47 | Upah Bongkar Penghantar TM A3CS 2x150mm² | Upah Bongkar Penghantar TM A3CS 2x150 mm² | JASA | Per 50 m | 160644 | 160644 | 222750 | 0.38661 | 308866.5776 | 428276.3762 | 593850.7681 | 823437.2811 | 1141783.4116 |  | 222750 | 0 | 0 | 0 | 0 | 0 | 0 | 0
48 | Upah Bongkar Penghantar TM A3CS 2x70mm² | Upah Bongkar Penghantar TM A3CS 2x70 mm² | JASA | Per 50 m | 118338 | 118338 | 217710 | 0.83973 | 400527.6758 | 736862.8868 | 1355628.9534 | 2493991.6126 | 4588271.8482 |  | 217710 | 0 | 0 | 0 | 0 | 0 | 0 | 0
49 | Upah Bongkar Penghantar TM A3CS 2x35mm² |  | JASA | Per 50 m | 100254 | 100254 | 100254 | 0.83973 | 184440.3179 | 339320.4348 | 624258.0731 | 1148466.4697 | 2112868.5218 |  | 100254 | 0 | 0 | 0 | 0 | 0 | 0 | 0
50 | Upah Bongkar Penghantar TM A3CS 1x240mm² | Upah Bongkar Penghantar TM A3CS 1x240 mm² | JASA | Per 50 m | 90080.1725 | 90080.1725 | 172800 | 0.91829 | 331480.7153 | 635876.5313 | 1219796.3394 | 2339924.5551 | 4488656.6278 |  | 172800 | 0 | 0 | 0 | 0 | 0 | 0 | 0
51 | Upah Bongkar Penghantar TM A3CS 1x150mm² | Upah Bongkar Penghantar TM A3CS 1x150 mm² | JASA | Per 50 m | 82817.5698 | 82817.5698 | 167940 | 1.0278 | 340553.8666 | 690585.5426 | 1400390.4771 | 2839754.6247 | 5758541.2499 |  | 167940 | 0 | 0 | 0 | 0 | 0 | 0 | 0
52 | Upah Bongkar Penghantar TM A3CS 1x70mm² | Upah Bongkar Penghantar TM A3CS 1x70 mm² | JASA | Per 50 m | 76032 | 76032 | 154710 | 1.0348 | 314804.0838 | 640563.7075 | 1303419.7599 | 2652200.0085 | 5396699.5912 |  | 154710 | 0 | 0 | 0 | 0 | 0 | 0 | 0
53 | Upah Bongkar Penghantar TM A3CS 1x50mm² |  | JASA | Per 50 m | 75900 | 75900 | 75900 | 0.91829 | 145598.3003 | 279299.9348 | 535778.6005 | 1027779.3619 | 1971580.0813 |  | 75900 | 0 | 0 | 0 | 0 | 0 | 0 | 0
54 | Upah Bongkar Penghantar TM A3CS 1x35mm² |  | JASA | Per 50 m | 67188 | 67188 | 67188 | 0.91829 | 128886.1476 | 247241.1597 | 474280.535 | 909808.1656 | 1745276.9763 |  | 67188 | 0 | 0 | 0 | 0 | 0 | 0 | 0
55 | Upah Bongkar Kabel MVTIC 3 x 240 + N 95 mm² | Upah Bongkar Kabel MVTIC 3 x 240 + N 95 mm² | JASA | Per 50 m | 397284.9789 | 397284.9789 | 384390 | -0.032458 | 396866.4368 | 409747.8307 | 423047.3258 | 436778.4926 | 450955.3423 |  | 384390 | 0 | 0 | 0 | 0 | 0 | 0 | 0
[5 empty] | 0 | 0 | [8 empty] | 0 | 0 | 0 | 0 | 0 | 0 | 0 | 0
+ | PENGHANTAR TR |  |  |  | 0 | 0 | 0 | [7 empty] | 0 | 0 | 0 | 0 | 0 | 0 | 0 | 0
1 | Upah Bongkar Penghantar TR A3C 3x70 + 1x35mm² | Upah Bongkar Penghantar TR A3C 3x70 + 1x35 mm² | JASA | Per 50 m | 171300 | 171300 | 331380 | 0.9345 | 641054.9002 | 1240121.2657 | 2399015.6745 | 4640897.923 | 8977821.0959 |  | 331380 | 0 | 0 | 0 | 0 | 0 | 0 | 0
2 | Upah Bongkar Penghantar TR A3C 2x70 + 1x70mm² | Upah Bongkar Penghantar TR A3C 2x70 + 1x70 mm² | JASA | Per 50 m | 144000 | 144000 | 272790 | 0.89438 | 516766.5563 | 978949.645 | 1854497.7337 | 3513114.1444 | 6655155.6072 |  | 272790 | 0 | 0 | 0 | 0 | 0 | 0 | 0
3 | Upah Bongkar Penghantar TR A3C 2x70 + 1x35mm² | Upah Bongkar Penghantar TR A3C 2x70 + 1x35 mm² | JASA | Per 50 m | 132480 | 132480 | 272790 | 1.0591 | 561702.7785 | 1156604.0229 | 2381567.1151 | 4903892.6127 | 10097621.2698 |  | 272790 | 0 | 0 | 0 | 0 | 0 | 0 | 0
4 | Upah Bongkar Penghantar TR A3C 2x70mm² | Upah Bongkar Penghantar TR A3C 2x70 mm² | JASA | Per 50 m | 98580 | 98580 | 214200 | 1.1729 | 465425.4413 | 1011301.7805 | 2197411.6593 | 4774655.8879 | 10374632.6962 |  | 214200 | 0 | 0 | 0 | 0 | 0 | 0 | 0
5 | Upah Bongkar Penghantar TR A3C 2x35mm² | Upah Bongkar Penghantar TR A3C 2x35 mm² | JASA | Per 50 m | 67020 | 67020 | 214200 | 2.1961 | 684596.2399 | 2188011.2592 | 6993017.1848 | 22350108.6389 | 71432307.8254 |  | 214200 | 0 | 0 | 0 | 0 | 0 | 0 | 0
6 | Upah Bongkar Penghantar TR LVTC 3x70 + 1x70 mm² | Upah Bongkar Penghantar TR LVTC 3x70 + 1x70 mm² | JASA | Per 50 m |  |  | 187560 | 0.89438 | 355308.975 | 673088.4395 | 1275081.9126 | 2415483.2982 | 4575831.173 |  | 187560 | 0 | 0 | 0 | 0 | 0 | 0 | 0
7 | Upah Bongkar Penghantar TR LVTC 3x70 + 1x50mm² |  | JASA | Per 50 m | 134100 | 134100 | 134100 | 0.89438 | 254035.6875 | 481238.8555 | 911646.8569 | 1727001.0145 | 3271587.5469 |  | 134100 | 0 | 0 | 0 | 0 | 0 | 0 | 0
8 | Upah Bongkar Penghantar TR LVTC 2x70 + 1x70 mm² | Upah Bongkar Penghantar TR LVTC 2x70 + 1x70 mm² | JASA | Per 50 m |  |  | 171570 | 0.89438 | 325017.9188 | 615705.8198 | 1166377.7124 | 2209556.779 | 4185729.1232 |  | 171570 | 0 | 0 | 0 | 0 | 0 | 0 | 0
9 | Upah Bongkar Penghantar TR LVTC 2x70 + 1x50mm² |  | JASA | Per 50 m | 107400 | 107400 | 107400 | 0.89438 | 203455.875 | 385421.7232 | 730133.2769 | 1383146.2264 | 2620197.6327 |  | 107400 | 0 | 0 | 0 | 0 | 0 | 0 | 0
[5 empty] | 0 | 0 | [8 empty] | 0 | 0 | 0 | 0 | 0 | 0 | 0 | 0
- | PENGHANTAR TM |  |  |  | 0 | 0 | 0 | [7 empty] | 0 | 0 | 0 | 0 | 0 | 0 | 0 | 0
1 | Upah Bongkar Penghantar TM A3C 3x240 + 1x150mm² Per Kms |  | JASA | Per Kms | 5708400 | 5708400 | 6739200 | 0.18058 | 7956137.7339 | 9392825.2078 | 11088943.9493 | 13091341.0173 | 15455322.9248 |  | 6739200 | 0 | 0 | 0 | 0 | 0 | 0 | 0
2 | Upah Bongkar Penghantar TM A3C 3x240 + 1x120mm² Per Kms |  | JASA | Per Kms | 5708400 | 5708400 | 6739200 | 0.18058 | 7956137.7339 | 9392825.2078 | 11088943.9493 | 13091341.0173 | 15455322.9248 |  | 6739200 | 0 | 0 | 0 | 0 | 0 | 0 | 0
3 | Upah Bongkar Penghantar TM A3C 3x150 + 1x150mm² Per Kms |  | JASA | Per Kms | 4455600 | 4455600 | 6634800 | 0.48909 | 9879830.1104 | 14711979.7147 | 21907496.8603 | 32622286.5986 | 48577598.3312 |  | 6634800 | 0 | 0 | 0 | 0 | 0 | 0 | 0
4 | Upah Bongkar Penghantar TM A3C 3x150 + 1x70mm² Per Kms |  | JASA | Per Kms | 4220400 | 4220400 | 6612000 | 0.56668 | 10358862.667 | 16228983.024 | 25425560.5522 | 39833619.1763 | 62406380.9102 |  | 6612000 | 0 | 0 | 0 | 0 | 0 | 0 | 0
5 | Upah Bongkar Penghantar TM A3C 3x70 + 1x70mm² Per Kms |  | JASA | Per Kms | 3601200 | 3601200 | 6268200 | 0.74059 | 10910344.1186 | 18990397.3688 | 33054428.7423 | 57534091.4814 | 100143061.2639 |  | 6268200 | 0 | 0 | 0 | 0 | 0 | 0 | 0
6 | Upah Bongkar Penghantar TM A3C 3x70 + 1x50mm² Per Kms |  | JASA | Per Kms | 3490800 | 3490800 | 6246000 | 0.78927 | 11175809.5565 | 19996592.8985 | 35779397.0563 | 64019168.6759 | 114547876.5755 |  | 6246000 | 0 | 0 | 0 | 0 | 0 | 0 | 0
7 | Upah Bongkar Penghantar TM A3C 3x70 + 1x35mm² Per Kms |  | JASA | Per Kms | 3487200 | 3487200 | 6213000 | 0.78166 | 11069445.1136 | 19721972.4967 | 35137822.6434 | 62603605.2086 | 111538253.9462 |  | 6213000 | 0 | 0 | 0 | 0 | 0 | 0 | 0
8 | Upah Bongkar Penghantar TM A3C 3x35 + 1x35mm² Per Kms |  | JASA | Per Kms | 2964000 | 2964000 | 6046800 | 1.0401 | 12335961.6194 | 25166360.5669 | 51341413.3185 | 104740640.3693 | 213679387.3768 |  | 6046800 | 0 | 0 | 0 | 0 | 0 | 0 | 0
9 | Upah Bongkar Penghantar TM A3C 1x150 + 1x70mm² Per Kms |  | JASA | Per Kms | 3312000 | 3312000 | 6357000 | 0.91938 | 12201524.4565 | 23419411.5248 | 44950845.1277 | 86277935.5305 | 165600494.0119 |  | 6357000 | 0 | 0 | 0 | 0 | 0 | 0 | 0
10 | Upah Bongkar Penghantar TM A3C 1x120 + 1x70mm² Per Kms |  | JASA | Per Kms | 3217200 | 3217200 | 3217200 | 0.91938 | 6175042.3913 | 11852277.9232 | 22749073.2964 | 43664208.6187 | 83808385.9266 |  | 3217200 | 0 | 0 | 0 | 0 | 0 | 0 | 0
11 | Upah Bongkar Penghantar TM A3C 1x70 + 1x70mm² Per Kms |  | JASA | Per Kms | 2668800 | 2668800 | 6268200 | 1.3487 | 14722096.5378 | 34577729.8854 | 81212577.3634 | 190743659.1087 | 447998877.4074 |  | 6268200 | 0 | 0 | 0 | 0 | 0 | 0 | 0
12 | Upah Bongkar Penghantar TM A3C 1x70 + 1x50mm² Per Kms |  | JASA | Per Kms | 2668800 | 2668800 | 4029000 | 0.50967 | 6082449.4155 | 9182474.7808 | 13862481.5991 | 20927734.6983 | 31593916.0295 |  | 4029000 | 0 | 0 | 0 | 0 | 0 | 0 | 0
13 | Upah Bongkar Penghantar TM A3C 1x70 + 1x35mm² Per Kms |  | JASA | Per Kms | 2367600 | 2367600 | 3996000 | 0.68779 | 6744389.2549 | 11383079.6852 | 19212192.2716 | 32426051.8319 | 54728207.0959 |  | 3996000 | 0 | 0 | 0 | 0 | 0 | 0 | 0
14 | Upah Bongkar Penghantar TM A3C 1x35 + 1x35mm² Per Kms |  | JASA | Per Kms | 1790400 | 1790400 | 3849000 | 1.1498 | 8274576.0724 | 17788674.7669 | 38242073.9375 | 82212769.5406 | 176740923.7945 |  | 3849000 | 0 | 0 | 0 | 0 | 0 | 0 | 0
15 | Upah Bongkar Penghantar TM A3C 3x240mm² Per Kms |  | JASA | Per Kms | 4682400 | 4682400 | 5559000 | 0.18721 | 6599709.7642 | 7835252.5584 | 9302103.4025 | 11043565.8668 | 13111050.4556 |  | 5559000 | 0 | 0 | 0 | 0 | 0 | 0 | 0
16 | Upah Bongkar Penghantar TM A3C 3x150mm² Per Kms |  | JASA | Per Kms | 3691200 | 3691200 | 5455200 | 0.47789 | 8062203.9012 | 11915077.6771 | 17609214.2783 | 26024540.9978 | 38461496.5461 |  | 5455200 | 0 | 0 | 0 | 0 | 0 | 0 | 0
17 | Upah Bongkar Penghantar TM A3C 3x70mm² Per Kms |  | JASA | Per Kms | 3139200 | 3139200 | 5160000 | 0.64373 | 8481651.3761 | 13941552.3385 | 22916160.1894 | 37668000.3113 | 61916055.5575 |  | 5160000 | 0 | 0 | 0 | 0 | 0 | 0 | 0
18 | Upah Bongkar Penghantar TM A3C 3x35mm² Per Kms |  | JASA | Per Kms | 2384400 | 2384400 | 4993800 | 1.0944 | 10458831.7564 | 21904594.0384 | 45876179.2103 | 96081388.9198 | 201229340.7095 |  | 4993800 | 0 | 0 | 0 | 0 | 0 | 0 | 0
19 | Upah Bongkar Penghantar TM A3C 2x240mm² Per Kms |  | JASA | Per Kms | 3271200 | 3271200 | 4162200 | 0.27238 | 5295888.0044 | 6738366.6703 | 8573743.5055 | 10909034.9776 | 13880406.3902 |  | 4162200 | 0 | 0 | 0 | 0 | 0 | 0 | 0
20 | Upah Bongkar Penghantar TM A3C 2x150mm² Per Kms |  | JASA | Per Kms | 2920800 | 2920800 | 4095600 | 0.40222 | 5742926.3763 | 8052838.0125 | 11291839.0044 | 15833626.3443 | 22202204.8944 |  | 4095600 | 0 | 0 | 0 | 0 | 0 | 0 | 0
21 | Upah Bongkar Penghantar TM A3C 2x70mm² Per Kms |  | JASA | Per Kms | 2151600 | 2151600 | 4051200 | 0.88288 | 7627914.7797 | 14362431.844 | 27042704.9109 | 50918110.3063 | 95872582.4842 |  | 4051200 | 0 | 0 | 0 | 0 | 0 | 0 | 0
22 | Upah Bongkar Penghantar TM A3C 2x35mm² Per Kms |  | JASA | Per Kms | 1822800 | 1822800 | 3940800 | 1.1619 | 8519807.2416 | 18419385.7679 | 39821766.2026 | 86092613.6994 | 186127809.9992 |  | 3940800 | 0 | 0 | 0 | 0 | 0 | 0 | 0
23 | Upah Bongkar Penghantar TM A3C 1x240mm² Per Kms |  | JASA | Per Kms | 1637821.3174 | 1637821.3174 | 3225600 | 0.96945 | 6352643.7528 | 12511186.3375 | 24640100.9819 | 48527338.6567 | 95571953.9801 |  | 3225600 | 0 | 0 | 0 | 0 | 0 | 0 | 0
24 | Upah Bongkar Penghantar TM A3C 1x150mm² Per Kms |  | JASA | Per Kms | 1505773.9956 | 1505773.9956 | 3133200 | 1.0808 | 6519532.326 | 13565779.9534 | 28227544.0232 | 58735601.2201 | 122216472.2463 |  | 3133200 | 0 | 0 | 0 | 0 | 0 | 0 | 0
25 | Upah Bongkar Penghantar TM A3C 1x70mm² Per Kms |  | JASA | Per Kms | 1382400 | 1382400 | 3436800 | 1.4861 | 8544266.6667 | 21241996.2963 | 52809963.0144 | 131291435.8275 | 326405097.4044 |  | 3436800 | 0 | 0 | 0 | 0 | 0 | 0 | 0
26 | Upah Bongkar Penghantar TM A3C 1x50mm² Per Kms |  | JASA | Per Kms | 1380000 | 1380000 | 3001800 | 1.1752 | 6529567.5652 | 14203228.9256 | 30895110.5715 | 67203581.8215 | 146182399.9361 |  | 3001800 | 0 | 0 | 0 | 0 | 0 | 0 | 0
27 | Upah Bongkar Penghantar TM A3C 1x35mm² Per Kms |  | JASA | Per Kms | 1221600 | 1221600 | 2943000 | 1.4091 | 7090085.9528 | 17080978.1919 | 41150391.9604 | 99136872.5764 | 238834165.0233 |  | 2943000 | 0 | 0 | 0 | 0 | 0 | 0 | 0
28 | Upah Bongkar Penghantar TM A3CS 3x240 + 1x150mm² Per Kms |  | JASA | Per Kms | 6279240 | 6279240 | 6739200 | 0.073251 | 7232852.4853 | 7762665.461 | 8331287.7155 | 8941562.0636 | 9596539.5588 |  | 6739200 | 0 | 0 | 0 | 0 | 0 | 0 | 0
29 | Upah Bongkar Penghantar TM A3CS 3x240 + 1x120mm² Per Kms |  | JASA | Per Kms | 6279240 | 6279240 | 6739200 | 0.073251 | 7232852.4853 | 7762665.461 | 8331287.7155 | 8941562.0636 | 9596539.5588 |  | 6739200 | 0 | 0 | 0 | 0 | 0 | 0 | 0
30 | Upah Bongkar Penghantar TM A3CS 3x150 + 1x150mm² Per Kms |  | JASA | Per Kms | 4901160 | 4901160 | 4901160 | 0.073251 | 5260174.3956 | 5645486.9199 | 6059023.9345 | 6502852.9089 | 6979192.7564 |  | 4901160 | 0 | 0 | 0 | 0 | 0 | 0 | 0
31 | Upah Bongkar Penghantar TM A3CS 3x150 + 1x70mm² Per Kms |  | JASA | Per Kms | 4642440 | 4642440 | 6634800 | 0.42916 | 9482205.7022 | 13551610.4447 | 19367450.0862 | 27679228.5592 | 39558108.5904 |  | 6634800 | 0 | 0 | 0 | 0 | 0 | 0 | 0
32 | Upah Bongkar Penghantar TM A3CS 3x70 + 1x70mm² Per Kms |  | JASA | Per Kms | 3961320 | 3961320 | 6268200 | 0.58235 | 9918494.6533 | 15694543.28 | 24834281.5495 | 39296558.624 | 62180962.0951 |  | 6268200 | 0 | 0 | 0 | 0 | 0 | 0 | 0
33 | Upah Bongkar Penghantar TM A3CS 3x70 + 1x50mm² Per Kms |  | JASA | Per Kms | 3839880 | 3839880 | 3839880 | 0.58235 | 6076039.2536 | 9614428.8392 | 15213404.3324 | 24072950.6922 | 38091865.7238 |  | 3839880 | 0 | 0 | 0 | 0 | 0 | 0 | 0
34 | Upah Bongkar Penghantar TM A3CS 3x70 + 1x35mm² Per Kms |  | JASA | Per Kms | 3835920 | 3835920 | 3835920 | 0.58235 | 6069773.1423 | 9604513.6496 | 15197715.0189 | 24048124.686 | 38052582.2597 |  | 3835920 | 0 | 0 | 0 | 0 | 0 | 0 | 0
35 | Upah Bongkar Penghantar TM A3CS 3x35 + 1x35mm² Per Kms |  | JASA | Per Kms | 3260400 | 3260400 | 3260400 | 0.58235 | 5159098.3006 | 8163506.0958 | 12917534.7889 | 20440078.4496 | 32343385.4719 |  | 3260400 | 0 | 0 | 0 | 0 | 0 | 0 | 0
36 | Upah Bongkar Penghantar TM A3CS 1x150 + 1x70mm² Per Kms |  | JASA | Per Kms | 3643200 | 3643200 | 4354200 | 0.19516 | 5203957.4111 | 6219551.8663 | 7433347.8086 | 8884025.8641 | 10617815.4967 |  | 4354200 | 0 | 0 | 0 | 0 | 0 | 0 | 0
37 | Upah Bongkar Penghantar TM A3CS 1x120 + 1x70mm² Per Kms |  | JASA | Per Kms | 3538920 | 3538920 | 3538920 | 0.19516 | 4229568.913 | 5055003.5576 | 6041528.4614 | 7220581.6938 | 8629736.718 |  | 3538920 | 0 | 0 | 0 | 0 | 0 | 0 | 0
38 | Upah Bongkar Penghantar TM A3CS 1x70 + 1x70mm² Per Kms |  | JASA | Per Kms | 2935680 | 2935680 | 4354200 | 0.4832 | 6458148.5857 | 9578724.7151 | 14207162.6181 | 21072060.8076 | 31254076.4554 |  | 4354200 | 0 | 0 | 0 | 0 | 0 | 0 | 0
39 | Upah Bongkar Penghantar TM A3CS 1x70 + 1x50mm² Per Kms |  | JASA | Per Kms | 2935680 | 2935680 | 2935680 | 0.4832 | 4354200 | 6458148.5857 | 9578724.7151 | 14207162.6181 | 21072060.8076 |  | 2935680 | 0 | 0 | 0 | 0 | 0 | 0 | 0
40 | Upah Bongkar Penghantar TM A3CS 1x70 + 1x35mm² Per Kms |  | JASA | Per Kms | 2604360 | 2604360 | 2604360 | 0.4832 | 3862786.241 | 5729283.7948 | 8497672.6003 | 12603746.3334 | 18693874.0888 |  | 2604360 | 0 | 0 | 0 | 0 | 0 | 0 | 0
41 | Upah Bongkar Penghantar TM A3CS 1x35 + 1x35mm² Per Kms |  | JASA | Per Kms | 1969440 | 1969440 | 1969440 | 0.4832 | 2921073.0216 | 4332534.9325 | 6426014.9618 | 9531064.1305 | 14136472.4483 |  | 1969440 | 0 | 0 | 0 | 0 | 0 | 0 | 0
42 | Upah Bongkar Penghantar TM A3CS 3x240mm² Per Kms |  | JASA | Per Kms | 5150640 | 5150640 | 6135600 | 0.19123 | 7308914.4961 | 8706602.6323 | 10371571.5155 | 12354933.4045 | 14717574.7862 |  | 6135600 | 0 | 0 | 0 | 0 | 0 | 0 | 0
43 | Upah Bongkar Penghantar TM A3CS 3x150mm² Per Kms |  | JASA | Per Kms | 4060320 | 4060320 | 6017400 | 0.482 | 8917795.3363 | 13216185.3393 | 19586405.4214 | 29027080.6199 | 43018174.6568 |  | 6017400 | 0 | 0 | 0 | 0 | 0 | 0 | 0
44 | Upah Bongkar Penghantar TM A3CS 3x70mm² Per Kms |  | JASA | Per Kms | 3453120 | 3453120 | 5614200 | 0.62583 | 9127757.402 | 14840218.5868 | 24127732.3666 | 39227688.3087 | 63777710.5061 |  | 5614200 | 0 | 0 | 0 | 0 | 0 | 0 | 0
45 | Upah Bongkar Penghantar TM A3CS 3x35mm² Per Kms |  | JASA | Per Kms | 2622840 | 2622840 | 2622840 | 0.62583 | 4264302.5229 | 6933048.149 | 11271985.6009 | 18326377.7571 | 29795648.5739 |  | 2622840 | 0 | 0 | 0 | 0 | 0 | 0 | 0
46 | Upah Bongkar Penghantar TM A3CS 2x240mm² Per Kms |  | JASA | Per Kms | 3598320 | 3598320 | 4530600 | 0.25909 | 5704422.1637 | 7182367.0643 | 9043229.124 | 11386217.4207 | 14336244.8715 |  | 4530600 | 0 | 0 | 0 | 0 | 0 | 0 | 0
47 | Upah Bongkar Penghantar TM A3CS 2x150mm² Per Kms |  | JASA | Per Kms | 3212880 | 3212880 | 4455000 | 0.38661 | 6177331.553 | 8565527.5232 | 11877015.3618 | 16468745.6229 | 22835668.2322 |  | 4455000 | 0 | 0 | 0 | 0 | 0 | 0 | 0
48 | Upah Bongkar Penghantar TM A3CS 2x70mm² Per Kms |  | JASA | Per Kms | 2366760 | 2366760 | 4354200 | 0.83973 | 8010553.5162 | 14737257.7364 | 27112579.0684 | 49879832.2515 | 91765436.9642 |  | 4354200 | 0 | 0 | 0 | 0 | 0 | 0 | 0
49 | Upah Bongkar Penghantar TM A3CS 2x35mm² Per Kms |  | JASA | Per Kms | 2005080 | 2005080 | 2005080 | 0.83973 | 3688806.3581 | 6786408.6955 | 12485161.4621 | 22969329.3948 | 42257370.435 |  | 2005080 | 0 | 0 | 0 | 0 | 0 | 0 | 0
50 | Upah Bongkar Penghantar TM A3CS 1x240mm² Per Kms |  | JASA | Per Kms | 1801603.4491 | 1801603.4491 | 3456000 | 0.91829 | 6629614.306 | 12717530.627 | 24395926.7889 | 46798491.102 | 89773132.5554 |  | 3456000 | 0 | 0 | 0 | 0 | 0 | 0 | 0
51 | Upah Bongkar Penghantar TM A3CS 1x150mm² Per Kms |  | JASA | Per Kms | 1656351.3952 | 1656351.3952 | 3358800 | 1.0278 | 6811077.3311 | 13811710.8523 | 28007809.5422 | 56795092.4937 | 115170824.9981 |  | 3358800 | 0 | 0 | 0 | 0 | 0 | 0 | 0
52 | Upah Bongkar Penghantar TM A3CS 1x70mm² Per Kms |  | JASA | Per Kms | 1520640 | 1520640 | 3094200 | 1.0348 | 6296081.6761 | 12811274.1492 | 26068395.1971 | 53044000.1703 | 107933991.8238 |  | 3094200 | 0 | 0 | 0 | 0 | 0 | 0 | 0
53 | Upah Bongkar Penghantar TM A3CS 1x50mm² Per Kms |  | JASA | Per Kms | 1518000 | 1518000 | 1518000 | 0.91829 | 2911966.006 | 5585998.6955 | 10715572.0097 | 20555587.2375 | 39431601.6259 |  | 1518000 | 0 | 0 | 0 | 0 | 0 | 0 | 0
54 | Upah Bongkar Penghantar TM A3CS 1x35mm² Per Kms |  | JASA | Per Kms | 1343760 | 1343760 | 1343760 | 0.91829 | 2577722.9514 | 4944823.1931 | 9485610.7008 | 18196163.3111 | 34905539.5262 |  | 1343760 | 0 | 0 | 0 | 0 | 0 | 0 | 0
55 | Upah Bongkar Kabel MVTIC 3 x 240 + N 95 mm² Per Kms |  | JASA | Per Kms | 7945699.5773 | 7945699.5773 | 7687800 | -0.032458 | 7937328.7358 | 8194956.6143 | 8460946.5157 | 8735569.8523 | 9019106.8462 |  | 7687800 | 0 | 0 | 0 | 0 | 0 | 0 | 0
[5 empty] | 0 | 0 | [8 empty] | 0 | 0 | 0 | 0 | 0 | 0 | 0 | 0
- | PENGHANTAR TR |  |  |  | 0 | 0 | 0 | [7 empty] | 0 | 0 | 0 | 0 | 0 | 0 | 0 | 0
1 | Upah Bongkar Penghantar TR A3C 3x70 + 1x35mm² Per Kms |  | JASA | Per Kms | 3426000 | 3426000 | 6627600 | 0.9345 | 12821098.0035 | 24802425.3147 | 47980313.4896 | 92817958.4599 | 179556421.9174 |  | 6627600 | 0 | 0 | 0 | 0 | 0 | 0 | 0
2 | Upah Bongkar Penghantar TR A3C 2x70 + 1x70mm² Per Kms |  | JASA | Per Kms | 2880000 | 2880000 | 5455800 | 0.89438 | 10335331.125 | 19578992.8999 | 37089954.6748 | 70262282.8871 | 133103112.1442 |  | 5455800 | 0 | 0 | 0 | 0 | 0 | 0 | 0
3 | Upah Bongkar Penghantar TR A3C 2x70 + 1x35mm² Per Kms |  | JASA | Per Kms | 2649600 | 2649600 | 5455800 | 1.0591 | 11234055.5707 | 23132080.4583 | 47631342.3024 | 98077852.2545 | 201952425.3964 |  | 5455800 | 0 | 0 | 0 | 0 | 0 | 0 | 0
4 | Upah Bongkar Penghantar TR A3C 2x70mm² Per Kms |  | JASA | Per Kms | 1971600 | 1971600 | 4284000 | 1.1729 | 9308508.8253 | 20226035.6095 | 43948233.1868 | 95493117.7582 | 207492653.9239 |  | 4284000 | 0 | 0 | 0 | 0 | 0 | 0 | 0
5 | Upah Bongkar Penghantar TR A3C 2x35mm² Per Kms |  | JASA | Per Kms | 1340400 | 1340400 | 4284000 | 2.1961 | 13691924.7986 | 43760225.1843 | 139860343.6956 | 447002172.7784 | 1428646156.5074 |  | 4284000 | 0 | 0 | 0 | 0 | 0 | 0 | 0
6 | Upah Bongkar Penghantar TR LVTC 3x70 + 1x50mm² Per Kms |  | JASA | Per Kms | 2682000 | 2682000 | 3751200 | 0.89438 | 7106179.5 | 13461768.7903 | 25501638.2521 | 48309665.9639 | 91516623.4604 |  | 3751200 | 0 | 0 | 0 | 0 | 0 | 0 | 0
7 | Upah Bongkar Penghantar TR LVTC 2x70 + 1x50mm² Per Kms |  | JASA | Per Kms | 2148000 | 2148000 | 3431400 | 0.89438 | 6500358.375 | 12314116.3966 | 23327554.2489 | 44191135.5802 | 83714582.4648 |  | 3431400 | 0 | 0 | 0 | 0 | 0 | 0 | 0
[5 empty] | 0 | 0 | [8 empty] | 0 | 0 | 0 | 0 | 0 | 0 | 0 | 0
+ | TRAFO DISTRIBUSI |  |  |  | 0 | 0 | 0 | [7 empty] | 0 | 0 | 0 | 0 | 0 | 0 | 0 | 0
1 | Upah Bongkar Trafo 1 Fasa 25 KVA + Bracket |  | JASA | Unit | 213420 | 213420 | 213420 | 0.14818 | 245045.2861 | 281356.9123 | 323049.3162 | 370919.8393 | 425883.9758 |  | 213420 | 0 | 0 | 0 | 0 | 0 | 0 | 0
2 | Upah Bongkar Trafo 1 Fasa 50 KVA + Bracket | Upah Bongkar Trafo 1 Fasa 50 KVA + Bracket | JASA | Unit | 207840 | 207840 | 273502.2 | 0.31593 | 359908.8405 | 473613.6435 | 623240.8269 | 820139.2286 | 1079243.0876 |  | 273502.2 | 0 | 0 | 0 | 0 | 0 | 0 | 0
3 | Upah Bongkar Trafo 1 Fasa 50 KVA 1 Tiang | Upah Bongkar Trafo 1 Fasa 50 KVA 1 Tiang | JASA | Unit | 342990 | 342990 | 393815.4 | 0.14818 | 452172.277 | 519176.6702 | 596109.9975 | 684443.5614 | 785866.6868 |  | 393815.4 | 0 | 0 | 0 | 0 | 0 | 0 | 0
4 | Upah Bongkar Trafo 3 Fasa 50 KVA 1 Tiang | Upah Bongkar Trafo 3 Fasa 50 KVA 1 Tiang | JASA | Unit | 709680 | 709680 | 949449 | 0.33786 | 1270225.177 | 1699377.218 | 2273520.4603 | 3041640.9191 | 4069274.7844 |  | 949449 | 0 | 0 | 0 | 0 | 0 | 0 | 0
5 | Upah Bongkar Trafo 3 Fasa 100 KVA 1 Tiang | Upah Bongkar Trafo 3 Fasa 100 KVA 1 Tiang | JASA | Unit | 1771980 | 1771980 | 1013982.6 | -0.42777 | 1447732.515 | 2067027.023 | 2951236.2744 | 4213682.4774 | 6016163.5225 |  | 1013982.6 | 0 | 0 | 0 | 0 | 0 | 0 | 0
6 | Upah Bongkar Trafo 3 Fasa 50 KVA 2 Tiang | Upah Bongkar Trafo 3 Fasa 50 KVA 2 Tiang | JASA | Unit | 976440 | 976440 | 976440 | 0.14818 | 1121132.1297 | 1287265.2209 | 1478016.4666 | 1697033.8669 | 1948505.9946 |  | 976440 | 0 | 0 | 0 | 0 | 0 | 0 | 0
7 | Upah Bongkar Trafo 3 Fasa 100 KVA 2 Tiang | Upah Bongkar Trafo 3 Fasa 100 KVA 2 Tiang | JASA | Unit | 2211900 | 2211900 | 1032396 | -0.53325 | 1582925.0527 | 2427025.7947 | 3721246.4344 | 5705615.1013 | 8748155.8285 |  | 1032396 | 0 | 0 | 0 | 0 | 0 | 0 | 0
8 | Upah Bongkar Trafo 3 Fasa 160 KVA 2 Tiang | Upah Bongkar Trafo 3 Fasa 160 KVA 2 Tiang | JASA | Unit | 2270640 | 2270640 | 1064662.8 | -0.53112 | 1630124.1072 | 2495911.9495 | 3821535.0797 | 5851220.1796 | 8958907.0559 |  | 1064662.8 | 0 | 0 | 0 | 0 | 0 | 0 | 0
9 | Upah Bongkar Trafo 3 Fasa 200 KVA 2 Tiang | Upah Bongkar Trafo 3 Fasa 200 KVA 2 Tiang | JASA | Unit | 2476740 | 2476740 | 1115849.4 | -0.54947 | 1728973.4903 | 2678989.9517 | 4151010.5283 | 6431860.0355 | 9965964.4885 |  | 1115849.4 | 0 | 0 | 0 | 0 | 0 | 0 | 0
10 | Upah Bongkar Trafo 3 Fasa 250 KVA 2 Tiang | Upah Bongkar Trafo 3 Fasa 250 KVA 2 Tiang | JASA | Unit | 0 | 0 | 1115849.4 | -0.54947 | 1728973.4903 | 2678989.9517 | 4151010.5283 | 6431860.0355 | 9965964.4885 |  | 1115849.4 | 0 | 0 | 0 | 0 | 0 | 0 | 0
11 | Upah Bongkar Trafo 3 Fasa 50 KVA 1 Tiang Tanpa Serandang | Upah Bongkar Trafo 3 Fasa 50 KVA 1 Tiang Tanpa Serandang | JASA | Unit |  |  | 445282.2 | 0.33786 | 595723.0576 | 796991.1246 | 1066258.6324 | 1426499.5382 | 1908449.6676 |  | 445282.2 | 0 | 0 | 0 | 0 | 0 | 0 | 0
12 | Upah Bongkar Trafo 3 Fasa 100 KVA 1 Tiang Tanpa Serandang | Upah Bongkar Trafo 3 Fasa 100 KVA 1 Tiang Tanpa Serandang | JASA | Unit |  |  | 549070.2 | -0.42777 | 783945.1896 | 1119292.3241 | 1598090.4321 | 2281703.3355 | 3257744.372 |  | 549070.2 | 0 | 0 | 0 | 0 | 0 | 0 | 0
13 | Upah Bongkar Trafo 3 Fasa 100 KVA 2 Tiang Tanpa Serandang | Upah Bongkar Trafo 3 Fasa 100 KVA 2 Tiang Tanpa Serandang | JASA | Unit | 0 | 0 | 549070.2 | -0.53325 | 841863.9507 | 1290791.071 | 1979110.2678 | 3034478.2669 | 4652625.2236 |  | 549070.2 | 0 | 0 | 0 | 0 | 0 | 0 | 0
14 | Upah Bongkar Trafo 3 Fasa 160 KVA 2 Tiang Tanpa Serandang | Upah Bongkar Trafo 3 Fasa 160 KVA 2 Tiang Tanpa Serandang | JASA | Unit | 0 | 0 | 600964.8 | -0.53112 | 920147.8703 | 1408854.7337 | 2157122.4851 | 3302808.5183 | 5056988.7358 |  | 600964.8 | 0 | 0 | 0 | 0 | 0 | 0 | 0
15 | Upah Bongkar Trafo 3 Fasa 200 KVA 2 Tiang Tanpa Serandang | Upah Bongkar Trafo 3 Fasa 200 KVA 2 Tiang Tanpa Serandang | JASA | Unit | 0 | 0 | 640394.4 | -0.54947 | 992270.9471 | 1537492.5709 | 2382296.2997 | 3691293.0619 | 5719542.3047 |  | 640394.4 | 0 | 0 | 0 | 0 | 0 | 0 | 0
16 | Upah Bongkar Trafo 3 Fasa 250 KVA 2 Tiang Tanpa Serandang | Upah Bongkar Trafo 3 Fasa 250 KVA 2 Tiang Tanpa Serandang | JASA | Unit | 0 | 0 | 672722.4 | -0.54947 | 1042362.1646 | 1615107.3343 | 2502557.9303 | 3877634.6697 | 6008272.7553 |  | 672722.4 | 0 | 0 | 0 | 0 | 0 | 0 | 0
[5 empty] | 0 | 0 | [8 empty] | 0 | 0 | 0 | 0 | 0 | 0 | 0 | 0
+ | TIANG BETON |  |  |  | 0 | 0 | [8 empty] | 0 | 0 | 0 | 0 | 0 | 0 | 0 | 0
1 | Upah Bongkar Tiang Beton 7M-100 daN |  | JASA | Btg | 220260.4903 | 220260.4903 | 220260.4903 | 0.26738 | 279154.1887 | 353795.0041 | 448393.4326 | 568285.7817 | 720235.1911 |  | 220260.4903 | 0 | 0 | 0 | 0 | 0 | 0 | 0
2 | Upah Bongkar Tiang Beton 9M-100 daN |  | JASA | Btg | 250977.0893 | 250977.0893 | 250977.0893 | 0.26738 | 318083.8544 | 403133.7631 | 510924.4896 | 647536.5199 | 820676.1531 |  | 250977.0893 | 0 | 0 | 0 | 0 | 0 | 0 | 0
3 | Upah Bongkar Tiang Beton 9M-200 daN | Upah Bongkar Tiang Beton 9M-200 daN | JASA | Btg | 277947.7616 | 277947.7616 | 352266 | 0.26738 | 446455.6004 | 565829.8078 | 717122.534 | 908868.2173 | 1151883.2519 |  | 352266 | 0 | 0 | 0 | 0 | 0 | 0 | 0
4 | Upah Bongkar Tiang Beton 9M-350 daN | Upah Bongkar Tiang Beton 9M-350 daN | JASA | Btg | 277947.7616 | 277947.7616 | 376926 | 0.3561 | 511150.7597 | 693173.4588 | 940015.1225 | 1274758.0267 | 1728704.1323 |  | 376926 | 0 | 0 | 0 | 0 | 0 | 0 | 0
5 | Upah Bongkar Tiang Beton 11M-200 daN | Upah Bongkar Tiang Beton 11M-200 daN | JASA | Btg | 438273.4246 | 438273.4246 | 415674 | -0.051565 | 437108.0927 | 459647.4273 | 483348.9953 | 508272.7268 | 534481.6423 |  | 415674 | 0 | 0 | 0 | 0 | 0 | 0 | 0
6 | Upah Bongkar Tiang Beton 11M-350 daN |  | JASA | Btg | 466742.4675 | 466742.4675 | 466742.4675 | -0.051565 | 490809.8889 | 516118.3389 | 542731.8108 | 570717.5976 | 600146.4623 |  | 466742.4675 | 0 | 0 | 0 | 0 | 0 | 0 | 0
7 | Upah Bongkar Tiang Beton 12M-200 daN | Upah Bongkar Tiang Beton 12M-200 daN | JASA | Btg | 513941.144 | 513941.144 | 503742 | -0.019845 | 513738.7424 | 523933.8697 | 534331.319 | 544935.1054 | 555749.3235 |  | 503742 | 0 | 0 | 0 | 0 | 0 | 0 | 0
8 | Upah Bongkar Tiang Beton 12M-350 daN | Upah Bongkar Tiang Beton 12M-350 daN | JASA | Btg | 580618.6394 | 580618.6394 | 553068 | -0.04745 | 579311.348 | 606799.9558 | 635592.9115 | 665752.1071 | 697342.3713 |  | 553068 | 0 | 0 | 0 | 0 | 0 | 0 | 0
9 | Upah Bongkar Tiang Beton 12M-500 daN |  | JASA | Btg | 768051.1902 | 768051.1902 | 768051.1902 | -0.04745 | 804495.5961 | 842669.3069 | 882654.3791 | 924536.7626 | 968406.4857 |  | 768051.1902 | 0 | 0 | 0 | 0 | 0 | 0 | 0
10 | Upah Bongkar Tiang Beton 13M-350 daN | Upah Bongkar Tiang Beton 13M-350 daN | JASA | Btg | 755996.117 | 755996.117 | 584766 | -0.2265 | 717213.1758 | 879659.1106 | 1078898.4044 | 1323264.6065 | 1622978.7827 |  | 584766 | 0 | 0 | 0 | 0 | 0 | 0 | 0
11 | Upah Bongkar Tiang Beton 13M-500 daN | Upah Bongkar Tiang Beton 13M-500 daN | JASA | Btg | 832055.456 | 832055.456 | 602382 | -0.27603 | 768658.3639 | 980832.23 | 1251572.7515 | 1597046.1658 | 2037881.1002 |  | 602382 | 0 | 0 | 0 | 0 | 0 | 0 | 0
12 | Upah Bongkar Tiang Beton 14M-350 daN | Upah Bongkar Tiang Beton 14M-350 daN | JASA | Btg | 842833.5088 | 842833.5088 | 690450 | -0.1808 | 815282.7132 | 962685.0639 | 1136737.6216 | 1342258.7186 | 1584937.8374 |  | 690450 | 0 | 0 | 0 | 0 | 0 | 0 | 0
13 | Upah Bongkar Tiang Beton 14M-500 daN |  | JASA | Btg | 902019.1507 | 902019.1507 | 902019.1507 | -0.1808 | 1065103.3681 | 1257673.0592 | 1485059.1701 | 1753556.4768 | 2070597.845 |  | 902019.1507 | 0 | 0 | 0 | 0 | 0 | 0 | 0
14 | Upah Bongkar Tiang Beton 7M-100 daN+E |  | JASA | Btg | 220260.4903 | 220260.4903 | 220260.4903 | 0.26738 | 279154.1887 | 353795.0041 | 448393.4326 | 568285.7817 | 720235.1911 |  | 220260.4903 | 0 | 0 | 0 | 0 | 0 | 0 | 0
15 | Upah Bongkar Tiang Beton 9M-100 daN+E |  | JASA | Btg | 289200 | 289200 | 250977.0893 | 0.26738 | 318083.8544 | 403133.7631 | 510924.4896 | 647536.5199 | 820676.1531 |  | 250977.0893 | 0 | 0 | 0 | 0 | 0 | 0 | 0
16 | Upah Bongkar Tiang Beton 9M-200 daN+E |  | JASA | Btg | 309000 | 309000 | 352266 | 0.26738 | 446455.6004 | 565829.8078 | 717122.534 | 908868.2173 | 1151883.2519 |  | 352266 | 0 | 0 | 0 | 0 | 0 | 0 | 0
17 | Upah Bongkar Tiang Beton 9M-350 daN+E |  | JASA | Btg | 345600 | 345600 | 376926 | 0.3561 | 511150.7597 | 693173.4588 | 940015.1225 | 1274758.0267 | 1728704.1323 |  | 376926 | 0 | 0 | 0 | 0 | 0 | 0 | 0
18 | Upah Bongkar Tiang Beton 11M-200 daN+E |  | JASA | Btg | 384600 | 384600 | 415674 | -0.051565 | 437108.0927 | 459647.4273 | 483348.9953 | 508272.7268 | 534481.6423 |  | 415674 | 0 | 0 | 0 | 0 | 0 | 0 | 0
19 | Upah Bongkar Tiang Beton 11M-350 daN+E |  | JASA | Btg | 466742.4675 | 466742.4675 | 466742.4675 | -0.051565 | 490809.8889 | 516118.3389 | 542731.8108 | 570717.5976 | 600146.4623 |  | 466742.4675 | 0 | 0 | 0 | 0 | 0 | 0 | 0
20 | Upah Bongkar Tiang Beton 12M-200 daN+E |  | JASA | Btg | 502200 | 502200 | 503742 | -0.019845 | 513738.7424 | 523933.8697 | 534331.319 | 544935.1054 | 555749.3235 |  | 503742 | 0 | 0 | 0 | 0 | 0 | 0 | 0
21 | Upah Bongkar Tiang Beton 12M-350 daN+E |  | JASA | Btg | 522000 | 522000 | 553068 | -0.04745 | 579311.348 | 606799.9558 | 635592.9115 | 665752.1071 | 697342.3713 |  | 553068 | 0 | 0 | 0 | 0 | 0 | 0 | 0
22 | Upah Bongkar Tiang Beton 12M-500 daN+E |  | JASA | Btg | 768051.1902 | 768051.1902 | 768051.1902 | -0.04745 | 804495.5961 | 842669.3069 | 882654.3791 | 924536.7626 | 968406.4857 |  | 768051.1902 | 0 | 0 | 0 | 0 | 0 | 0 | 0
23 | Upah Bongkar Tiang Beton 13M-350 daN+E |  | JASA | Btg | 589800 | 589800 | 584766 | -0.2265 | 717213.1758 | 879659.1106 | 1078898.4044 | 1323264.6065 | 1622978.7827 |  | 584766 | 0 | 0 | 0 | 0 | 0 | 0 | 0
24 | Upah Bongkar Tiang Beton 13M-500 daN+E |  | JASA | Btg | 636000 | 636000 | 602382 | -0.27603 | 768658.3639 | 980832.23 | 1251572.7515 | 1597046.1658 | 2037881.1002 |  | 602382 | 0 | 0 | 0 | 0 | 0 | 0 | 0
25 | Upah Bongkar Tiang Beton 14M-350 daN+E |  | JASA | Btg | 762000 | 762000 | 690450 | -0.1808 | 815282.7132 | 962685.0639 | 1136737.6216 | 1342258.7186 | 1584937.8374 |  | 690450 | 0 | 0 | 0 | 0 | 0 | 0 | 0
26 | Upah Bongkar Tiang Beton 14M-500 daN+E |  | JASA | Btg | 902019.1507 | 902019.1507 | 902019.1507 | -0.1808 | 1065103.3681 | 1257673.0592 | 1485059.1701 | 1753556.4768 | 2070597.845 |  | 902019.1507 | 0 | 0 | 0 | 0 | 0 | 0 | 0
[5 empty] | 0 | 0 | [8 empty] | 0 | 0 | 0 | 0 | 0 | 0 | 0 | 0
+ | KABEL TANAH |  |  |  | 0 | 0 | 0 | [7 empty] | 0 | 0 | 0 | 0 | 0 | 0 | 0 | 0
1 | Upah Bongkar Kabel Tanah XLPE 3 x 300 mm² (three core) | Upah Bongkar Kabel NA2XSEYBY 3 x 300 mm² | JASA | Per 50 m | 337284.9789 | 337284.9789 | 1340580 | 2.9746 | 5328297.5792 | 21177964.0849 | 84174383.3021 | 334561281.5223 | 1329754335.0227 |  | 1340580 | 0 | 0 | 0 | 0 | 0 | 0 | 0
2 | Upah Bongkar Kabel Tanah XLPE 3 x 240 mm² (three core) | Upah Bongkar Kabel NA2XSEYBY 3 x 240 mm² | JASA | Per 50 m | 269827.9831 | 269827.9831 | 1132410 | 3.1968 | 4752481.1675 | 19945141.1125 | 83705466.6769 | 351293837.0347 | 1474304664.1731 |  | 1132410 | 0 | 0 | 0 | 0 | 0 | 0 | 0
3 | Upah Bongkar Kabel NYY 1 x 70 mm² | Upah Bongkar Kabel NYY 1 x 70 mm² | JASA | Per 1 m | 420 | 420 | 2985 | 6.1071 | 21214.8214 | 150776.7666 | 1071592.0196 | 7615957.5681 | 54127698.4305 |  | 2985 | 0 | 0 | 0 | 0 | 0 | 0 | 0
4 | Upah Bongkar Kabel NYY 1 x 150 mm² | Upah Bongkar Kabel NYY 1 x 150 mm² | JASA | Per 1 m | 720 | 720 | 8610.6 | 10.9592 | 102975.6005 | 1231502.369 | 14727742.081 | 176131522.1706 | 2106386228.8921 |  | 8610.6 | 0 | 0 | 0 | 0 | 0 | 0 | 0
5 | Upah Bongkar Kabel NA2XS2Y 20 KV 3 x 150 mm² | Upah Bongkar Kabel NA2XS2Y 20 KV 3 x 150 mm² | JASA | Per 1 m | 15300 | 15300 | 20796.6 | 0.35925 | 28267.8805 | 38423.2551 | 52226.9979 | 70989.8029 | 96493.2376 |  | 20796.6 | 0 | 0 | 0 | 0 | 0 | 0 | 0
6 | Upah Bongkar Kabel NA2XS2Y 20 KV 3 x 70 mm² | Upah Bongkar Kabel NA2XS2Y 20 KV 3 x 70 mm² | JASA | Per 1 m | 9120 | 9120 | 12743.4 | 0.3973 | 17806.3864 | 24880.9105 | 34766.1617 | 48578.8493 | 67879.3539 |  | 12743.4 | 0 | 0 | 0 | 0 | 0 | 0 | 0
7 | Upah Bongkar Kabel NA2XS2Y 20 KV 1 x 70 mm² | Upah Bongkar Kabel NA2XS2Y 20 KV 1 x 70 mm² | JASA | Per 1 m | 2740 | 2740 | 3069 | 0.12007 | 3437.504 | 3850.2554 | 4312.5671 | 4830.3899 | 5410.3893 |  | 3069 | 0 | 0 | 0 | 0 | 0 | 0 | 0
8 | Upah Bongkar Kabel NYFGBY 2 x 16 mm² | Upah Bongkar Kabel NYFGBY 2 x 16 mm² | JASA | Per 1 m |  |  | 1031.4 | 0.12007 | 1155.2433 | 1293.9568 | 1449.3261 | 1623.351 | 1818.2716 |  | 1031.4 | 0 | 0 | 0 | 0 | 0 | 0 | 0
9 | Upah Bongkar Kabel NYFGBY 2 x 25 mm² | Upah Bongkar Kabel NYFGBY 2 x 25 mm² | JASA | Per 1 m |  |  | 1593.6 | 0.12007 | 1784.9483 | 1999.2724 | 2239.331 | 2508.2142 | 2809.383 |  | 1593.6 | 0 | 0 | 0 | 0 | 0 | 0 | 0
10 | Upah Bongkar Kabel NYFGBY 2 x 35 mm² | Upah Bongkar Kabel NYFGBY 2 x 35 mm² | JASA | Per 1 m |  |  | 1789.8 | 0.12007 | 2004.7066 | 2245.4178 | 2515.0318 | 2817.0192 | 3155.2671 |  | 1789.8 | 0 | 0 | 0 | 0 | 0 | 0 | 0
11 | Upah Bongkar Kabel NYFGBY 2 x 50 mm² | Upah Bongkar Kabel NYFGBY 2 x 50 mm² | JASA | Per 1 m |  |  | 1908 | 0.12007 | 2137.0993 | 2393.7072 | 2681.1268 | 3003.0577 | 3363.6438 |  | 1908 | 0 | 0 | 0 | 0 | 0 | 0 | 0
12 | Upah Bongkar Kabel NYFGBY 2 x 70 mm² | Upah Bongkar Kabel NYFGBY 2 x 70 mm² | JASA | Per 1 m |  |  | 2085 | 0.12007 | 2335.3522 | 2615.7649 | 2929.8476 | 3281.6432 | 3675.6799 |  | 2085 | 0 | 0 | 0 | 0 | 0 | 0 | 0
13 | Upah Bongkar Kabel NYFGBY 4 x 16 mm² | Upah Bongkar Kabel NYFGBY 4 x 16 mm² | JASA | Per 1 m |  |  | 1326.6 | 0.12007 | 1485.8888 | 1664.304 | 1864.1419 | 2087.975 | 2338.6844 |  | 1326.6 | 0 | 0 | 0 | 0 | 0 | 0 | 0
14 | Upah Bongkar Kabel NYFGBY 4 x 25 mm² | Upah Bongkar Kabel NYFGBY 4 x 25 mm² | JASA | Per 1 m |  |  | 1711.2 | 0.12007 | 1916.6689 | 2146.8091 | 2404.5829 | 2693.3083 | 3016.7019 |  | 1711.2 | 0 | 0 | 0 | 0 | 0 | 0 | 0
15 | Upah Bongkar Kabel NYFGBY 4 x 35 mm² | Upah Bongkar Kabel NYFGBY 4 x 35 mm² | JASA | Per 1 m |  |  | 1888.2 | 0.12007 | 2114.9218 | 2368.8668 | 2653.3037 | 2971.8939 | 3328.7381 |  | 1888.2 | 0 | 0 | 0 | 0 | 0 | 0 | 0
16 | Upah Bongkar Kabel NYFGBY 4 x 50 mm² | Upah Bongkar Kabel NYFGBY 4 x 50 mm² | JASA | Per 1 m |  |  | 1986.6 | 0.12007 | 2225.137 | 2492.3159 | 2791.5757 | 3126.7685 | 3502.209 |  | 1986.6 | 0 | 0 | 0 | 0 | 0 | 0 | 0
17 | Upah Bongkar Kabel NYFGBY 4 x 70 mm² | Upah Bongkar Kabel NYFGBY 4 x 70 mm² | JASA | Per 1 m |  |  | 2140.8 | 0.12007 | 2397.8523 | 2685.7696 | 3008.2579 | 3369.4685 | 3774.0506 |  | 2140.8 | 0 | 0 | 0 | 0 | 0 | 0 | 0
18 | Upah Bongkar Kabel NYFGBY 4 x 95 mm² | Upah Bongkar Kabel NYFGBY 4 x 95 mm² | JASA | Per 1 m |  |  | 2248.8 | 0.12007 | 2518.8201 | 2821.2624 | 3160.0198 | 3539.4529 | 3964.4456 |  | 2248.8 | 0 | 0 | 0 | 0 | 0 | 0 | 0
19 | Upah Bongkar Kabel NYFGBY 4 x 150 mm² | Upah Bongkar Kabel NYFGBY 4 x 150 mm² | JASA | Per 1 m |  |  | 2398.8 | 0.12007 | 2686.8311 | 3009.4469 | 3370.8002 | 3775.5423 | 4228.883 |  | 2398.8 | 0 | 0 | 0 | 0 | 0 | 0 | 0
20 | Upah Bongkar Kabel NYFGBY 4 x 300 mm² | Upah Bongkar Kabel NYFGBY 4 x 300 mm² | JASA | Per 1 m |  |  | 4720.8 | 0.12007 | 5287.6406 | 5922.5434 | 6633.6809 | 7430.2068 | 8322.374 |  | 4720.8 | 0 | 0 | 0 | 0 | 0 | 0 | 0
21 | Upah Bongkar Terminating Kabel 1 x 70 mm² OD |  | JASA | Unit | 96180 | 96180 | 96180 | 0.12007 | 107728.6204 | 120663.9183 | 135152.3961 | 151380.5487 | 169557.2643 |  | 96180 | 0 | 0 | 0 | 0 | 0 | 0 | 0
22 | Upah Bongkar Terminating Kabel 3 x 70 mm² ID |  | JASA | Unit | 257820 | 257820 | 257820 | 0.12007 | 288777.219 | 323451.5639 | 362289.3612 | 405790.529 | 454515.0122 |  | 257820 | 0 | 0 | 0 | 0 | 0 | 0 | 0
23 | Upah Bongkar Terminating Kabel 3 x 70 mm² OD |  | JASA | Unit | 299160 | 299160 | 299160 | 0.12007 | 335081.0365 | 375315.2193 | 420380.4409 | 470856.7786 | 527393.9611 |  | 299160 | 0 | 0 | 0 | 0 | 0 | 0 | 0
24 | Upah Bongkar Terminating Kabel 3 x 95 mm² ID |  | JASA | Unit | 246960 | 246960 | 246960 | 0.12007 | 276613.2263 | 309827.0042 | 347028.8598 | 388697.6535 | 435369.7441 |  | 246960 | 0 | 0 | 0 | 0 | 0 | 0 | 0
25 | Upah Bongkar Terminating Kabel 3 x 95 mm² OD |  | JASA | Unit | 286461 | 286461 | 286461 | 0.12007 | 320857.2296 | 359383.5173 | 402535.7718 | 450869.4466 | 505006.6904 |  | 286461 | 0 | 0 | 0 | 0 | 0 | 0 | 0
26 | Upah Bongkar Terminating Kabel 3 x 150 mm² ID |  | JASA | Unit | 259308 | 259308 | 259308 | 0.12007 | 290443.8876 | 325318.3544 | 364380.3028 | 408132.5362 | 457138.2313 |  | 259308 | 0 | 0 | 0 | 0 | 0 | 0 | 0
27 | Upah Bongkar Terminating Kabel 3 x 150 mm² OD |  | JASA | Unit | 300784.05 | 300784.05 | 300784.05 | 0.12007 | 336900.091 | 377352.6932 | 422662.5604 | 473412.9189 | 530257.0249 |  | 300784.05 | 0 | 0 | 0 | 0 | 0 | 0 | 0
28 | Upah Bongkar Terminating Kabel 3 x 240 mm² ID |  | JASA | Unit | 300600 | 300600 | 300600 | 0.12007 | 336693.9416 | 377121.7908 | 422403.9328 | 473123.2372 | 529932.5602 |  | 300600 | 0 | 0 | 0 | 0 | 0 | 0 | 0
29 | Upah Bongkar Terminating Kabel 3 x 240 mm² OD |  | JASA | Unit | 358140 | 358140 | 358140 | 0.12007 | 401142.9416 | 449309.3751 | 503259.2964 | 563687.1462 | 631370.7488 |  | 358140 | 0 | 0 | 0 | 0 | 0 | 0 | 0
30 | Upah Bongkar Terminating Kabel 3 x 300 mm² ID |  | JASA | Unit | 341777.9994 | 341777.9994 | 341777.9994 | 0.12007 | 382816.3066 | 428782.2062 | 480267.369 | 537934.5093 | 602525.9157 |  | 341777.9994 | 0 | 0 | 0 | 0 | 0 | 0 | 0
31 | Upah Bongkar Terminating Kabel 3 x 300 mm² OD |  | JASA | Unit | 395879.584 | 395879.584 | 395879.584 | 0.12007 | 443414.0304 | 496656.0801 | 556291.0619 | 623086.5946 | 697902.4667 |  | 395879.584 | 0 | 0 | 0 | 0 | 0 | 0 | 0
32 | Upah Bongkar Sepatu kabel bimetal 240 - 300 mm² (2 lubang) |  | JASA | Unit | 6240 | 6240 | 6240 | 0.12007 | 6989.2555 | 7828.4763 | 8768.4649 | 9821.3207 | 11000.5961 |  | 6240 | 0 | 0 | 0 | 0 | 0 | 0 | 0
33 | Upah Bongkar Sepatu kabel bimetal 150 mm² (2 lubang) |  | JASA | Unit | 5760 | 5760 | 5760 | 0.12007 | 6451.6204 | 7226.2858 | 8093.9676 | 9065.8345 | 10154.3964 |  | 5760 | 0 | 0 | 0 | 0 | 0 | 0 | 0
[5 empty] | 0 | 0 | [8 empty] | 0 | 0 | 0 | 0 | 0 | 0 | 0 | 0
+ | PEMASANGAN SR DAN APP PELANGGAN |  |  |  | 0 | 0 | [8 empty] | 0 | 0 | 0 | 0 | 0 | 0 | 0 | 0
1 | Upah Bongkar SR + APP 1 Fasa |  | JASA | Unit | 32640 | 32640 | 70880.4 | 1.1716 | 153922.5216 | 334255.2052 | 725862.2135 | 1576268.506 | 3422994.5531 |  | 70880.4 | 0 | 0 | 0 | 0 | 0 | 0 | 0
2 | Upah Bongkar SR + APP 3 Fasa |  | JASA | Unit | 63840 | 63840 | 116910.6 | 0.83131 | 214099.129 | 392081.1032 | 718020.63 | 1314915.7686 | 2408013.6505 |  | 116910.6 | 0 | 0 | 0 | 0 | 0 | 0 | 0
3 | Upah Bongkar APP TM dan kWh Meter PS | Upah Bongkar APP TM dan kWh Meter PS | JASA | Set |  |  | 103438.2 | 0.12007 | 115858.3342 | 129769.7912 | 145351.6383 | 162804.4445 | 182352.8614 |  | 103438.2 | 0 | 0 | 0 | 0 | 0 | 0 | 0
4 | Upah Bongkar APP TM + Wiring |  | JASA | Unit | 450000 | 450000 | 450000 | 0.12007 | 504032.8467 | 564553.579 | 632341.2168 | 708268.3191 | 793312.2158 |  | 450000 | 0 | 0 | 0 | 0 | 0 | 0 | 0
5 | Upah Bongkar Cubicle Pelanggan | Upah Bongkar Cubicle Pelanggan TM | JASA | Unit | 985020 | 985020 | 842928.6 | -0.14425 | 964522.9888 | 1103657.6478 | 1262862.8013 | 1445033.6643 | 1653483.0932 |  | 842928.6 | 0 | 0 | 0 | 0 | 0 | 0 | 0
6 | Upah Bongkar Sambungan Rumah 1 Fasa |  | JASA | Unit | 15000 | 15000 | 24159.774 | 0.61065 | 38912.9786 | 62675.2513 | 100947.9938 | 162592.0478 | 261879.1419 |  | 24159.774 | 0 | 0 | 0 | 0 | 0 | 0 | 0
7 | Upah Bongkar Sambungan Rumah 3 Fasa |  | JASA | Unit | 36180 | 36180 | 54707.652 | 0.5121 | 82723.2501 | 125085.5383 | 189141.4069 | 286000.0627 | 432459.6987 |  | 54707.652 | 0 | 0 | 0 | 0 | 0 | 0 | 0
8 | Upah Bongkar Kwh Meter 1 Fasa Daya 450 VA s.d 11.000 VA | Upah Bongkar Kwh Meter 1 Fasa Daya 450 VA s.d 11.000 VA | JASA | Unit |  |  | 34587 | 0.12007 | 38739.9646 | 43391.5881 | 48601.7459 | 54437.503 | 60973.9769 |  | 34587 | 0 | 0 | 0 | 0 | 0 | 0 | 0
9 | Upah Bongkar Kwh Meter 1 Fasa Daya 13.900 VA s.d 22.000 VA | Upah Bongkar Kwh Meter 1 Fasa Daya 13.900 VA s.d 22.000 VA | JASA | Unit |  |  | 46720.626 | 0.12007 | 52330.5114 | 58613.9925 | 65651.95 | 73534.9761 | 82364.5407 |  | 46720.626 | 0 | 0 | 0 | 0 | 0 | 0 | 0
10 | Upah Bongkar Kwh Meter 3 Fasa Daya 6.600 VA s.d 16.500 VA | Upah Bongkar Kwh Meter 3 Fasa Daya 6.600 VA s.d 16.500 VA | JASA | Unit |  |  | 54869.676 | 0.12007 | 61458.0422 | 68837.4933 | 77103.0171 | 86361.0071 | 96730.6317 |  | 54869.676 | 0 | 0 | 0 | 0 | 0 | 0 | 0
11 | Upah Bongkar Kwh Meter 3 Fasa Daya 23.000 VA s.d 41.500 VA | Upah Bongkar Kwh Meter 3 Fasa Daya 23.000 VA s.d 41.500 VA | JASA | Unit |  |  | 58230.228 | 0.12007 | 65222.1057 | 73053.5192 | 81825.2738 | 91650.2794 | 102655.0027 |  | 58230.228 | 0 | 0 | 0 | 0 | 0 | 0 | 0
12 | Upah Bongkar Kwh Meter 3 Fasa Daya 53.000 VA s.d 197.000 VA | Upah Bongkar Kwh Meter 3 Fasa Daya 53.000 VA s.d 197.000 VA | JASA | Unit |  |  | 62202.948 | 0.12007 | 69671.8421 | 78037.5487 | 87407.7507 | 97903.0609 | 109658.5745 |  | 62202.948 | 0 | 0 | 0 | 0 | 0 | 0 | 0
13 | Upah Bongkar SR dan APP Daya 450 VA | Upah Bongkar SR dan APP Daya 450 VA | JASA | Unit |  |  | 70880.4 | 0.12007 | 79391.2218 | 88923.9633 | 99601.3297 | 111560.7595 | 124956.1937 |  | 70880.4 | 0 | 0 | 0 | 0 | 0 | 0 | 0
14 | Upah Bongkar SR dan APP Daya 900 VA | Upah Bongkar SR dan APP Daya 900 VA | JASA | Unit |  |  | 70880.4 | 0.12007 | 79391.2218 | 88923.9633 | 99601.3297 | 111560.7595 | 124956.1937 |  | 70880.4 | 0 | 0 | 0 | 0 | 0 | 0 | 0
15 | Upah Bongkar SR dan APP Daya 1.300 VA | Upah Bongkar SR dan APP Daya 1.300 VA | JASA | Unit |  |  | 70880.4 | 0.12007 | 79391.2218 | 88923.9633 | 99601.3297 | 111560.7595 | 124956.1937 |  | 70880.4 | 0 | 0 | 0 | 0 | 0 | 0 | 0
16 | Upah Bongkar SR dan APP Daya 2.200 VA | Upah Bongkar SR dan APP Daya 2.200 VA | JASA | Unit |  |  | 70880.4 | 0.12007 | 79391.2218 | 88923.9633 | 99601.3297 | 111560.7595 | 124956.1937 |  | 70880.4 | 0 | 0 | 0 | 0 | 0 | 0 | 0
17 | Upah Bongkar SR dan APP Daya 3.500 VA | Upah Bongkar SR dan APP Daya 3.500 VA | JASA | Unit |  |  | 70880.4 | 0.12007 | 79391.2218 | 88923.9633 | 99601.3297 | 111560.7595 | 124956.1937 |  | 70880.4 | 0 | 0 | 0 | 0 | 0 | 0 | 0
18 | Upah Bongkar SR dan APP Daya 4.400 VA | Upah Bongkar SR dan APP Daya 4.400 VA | JASA | Unit |  |  | 70880.4 | 0.12007 | 79391.2218 | 88923.9633 | 99601.3297 | 111560.7595 | 124956.1937 |  | 70880.4 | 0 | 0 | 0 | 0 | 0 | 0 | 0
19 | Upah Bongkar SR dan APP Daya 5.500 VA | Upah Bongkar SR dan APP Daya 5.500 VA | JASA | Unit |  |  | 70880.4 | 0.12007 | 79391.2218 | 88923.9633 | 99601.3297 | 111560.7595 | 124956.1937 |  | 70880.4 | 0 | 0 | 0 | 0 | 0 | 0 | 0
20 | Upah Bongkar SR dan APP Daya 7.700 VA | Upah Bongkar SR dan APP Daya 7.700 VA | JASA | Unit |  |  | 70880.4 | 0.12007 | 79391.2218 | 88923.9633 | 99601.3297 | 111560.7595 | 124956.1937 |  | 70880.4 | 0 | 0 | 0 | 0 | 0 | 0 | 0
21 | Upah Bongkar SR dan APP Daya 11.000 VA | Upah Bongkar SR dan APP Daya 11.000 VA | JASA | Unit |  |  | 70880.4 | 0.12007 | 79391.2218 | 88923.9633 | 99601.3297 | 111560.7595 | 124956.1937 |  | 70880.4 | 0 | 0 | 0 | 0 | 0 | 0 | 0
22 | Upah Bongkar SR dan APP Daya 13.900 VA | Upah Bongkar SR dan APP Daya 13.900 VA | JASA | Unit |  |  | 116910.6 | 0.12007 | 130948.4056 | 146671.7726 | 164283.0913 | 184009.0537 | 206103.5714 |  | 116910.6 | 0 | 0 | 0 | 0 | 0 | 0 | 0
23 | Upah Bongkar SR dan APP Daya 17.600 VA | Upah Bongkar SR dan APP Daya 17.600 VA | JASA | Unit |  |  | 116910.6 | 0.12007 | 130948.4056 | 146671.7726 | 164283.0913 | 184009.0537 | 206103.5714 |  | 116910.6 | 0 | 0 | 0 | 0 | 0 | 0 | 0
24 | Upah Bongkar SR dan APP Daya 22.000 VA | Upah Bongkar SR dan APP Daya 22.000 VA | JASA | Unit |  |  | 116910.6 | 0.12007 | 130948.4056 | 146671.7726 | 164283.0913 | 184009.0537 | 206103.5714 |  | 116910.6 | 0 | 0 | 0 | 0 | 0 | 0 | 0
25 | Upah Bongkar SR dan APP Daya 6.600 VA | Upah Bongkar SR dan APP Daya 6.600 VA | JASA | Unit |  |  | 106302.6 | 0.12007 | 119066.6713 | 133363.3629 | 149376.701 | 167312.8085 | 187402.5581 |  | 106302.6 | 0 | 0 | 0 | 0 | 0 | 0 | 0
26 | Upah Bongkar SR dan APP Daya 10.600 VA | Upah Bongkar SR dan APP Daya 10.600 VA | JASA | Unit |  |  | 106302.6 | 0.12007 | 119066.6713 | 133363.3629 | 149376.701 | 167312.8085 | 187402.5581 |  | 106302.6 | 0 | 0 | 0 | 0 | 0 | 0 | 0
27 | Upah Bongkar SR dan APP Daya 13.200 VA | Upah Bongkar SR dan APP Daya 13.200 VA | JASA | Unit |  |  | 106302.6 | 0.12007 | 119066.6713 | 133363.3629 | 149376.701 | 167312.8085 | 187402.5581 |  | 106302.6 | 0 | 0 | 0 | 0 | 0 | 0 | 0
28 | Upah Bongkar SR dan APP Daya 16.500 VA | Upah Bongkar SR dan APP Daya 16.500 VA | JASA | Unit |  |  | 106302.6 | 0.12007 | 119066.6713 | 133363.3629 | 149376.701 | 167312.8085 | 187402.5581 |  | 106302.6 | 0 | 0 | 0 | 0 | 0 | 0 | 0
29 | Upah Bongkar SR dan APP Daya 23.000 VA | Upah Bongkar SR dan APP Daya 23.000 VA | JASA | Unit |  |  | 109663.2 | 0.12007 | 122830.7886 | 137579.449 | 154099.0252 | 172602.1563 | 193327.0138 |  | 109663.2 | 0 | 0 | 0 | 0 | 0 | 0 | 0
30 | Upah Bongkar SR dan APP Daya 33.000 VA | Upah Bongkar SR dan APP Daya 33.000 VA | JASA | Unit |  |  | 109663.2 | 0.12007 | 122830.7886 | 137579.449 | 154099.0252 | 172602.1563 | 193327.0138 |  | 109663.2 | 0 | 0 | 0 | 0 | 0 | 0 | 0
31 | Upah Bongkar SR dan APP Daya 41.500 VA | Upah Bongkar SR dan APP Daya 41.500 VA | JASA | Unit |  |  | 147724.8 | 0.12007 | 165462.5588 | 185330.1435 | 207583.2884 | 232508.4351 | 260426.4187 |  | 147724.8 | 0 | 0 | 0 | 0 | 0 | 0 | 0
32 | Upah Bongkar SR dan APP Daya 53.000 VA | Upah Bongkar SR dan APP Daya 53.000 VA | JASA | Unit |  |  | 151697.4 | 0.12007 | 169912.1608 | 190314.0224 | 213165.5967 | 238761.0278 | 267429.779 |  | 151697.4 | 0 | 0 | 0 | 0 | 0 | 0 | 0
33 | Upah Bongkar SR dan APP Daya 66.000 VA | Upah Bongkar SR dan APP Daya 66.000 VA | JASA | Unit |  |  | 151697.4 | 0.12007 | 169912.1608 | 190314.0224 | 213165.5967 | 238761.0278 | 267429.779 |  | 151697.4 | 0 | 0 | 0 | 0 | 0 | 0 | 0
34 | Upah Bongkar SR dan APP Daya 82.500 VA | Upah Bongkar SR dan APP Daya 82.500 VA | JASA | Unit |  |  | 180904.2 | 0.12007 | 202625.9087 | 226955.8079 | 254207.071 | 284730.4748 | 318918.915 |  | 180904.2 | 0 | 0 | 0 | 0 | 0 | 0 | 0
35 | Upah Bongkar SR dan APP Daya 105.000 VA | Upah Bongkar SR dan APP Daya 105.000 VA | JASA | Unit |  |  | 180904.2 | 0.12007 | 202625.9087 | 226955.8079 | 254207.071 | 284730.4748 | 318918.915 |  | 180904.2 | 0 | 0 | 0 | 0 | 0 | 0 | 0
36 | Upah Bongkar SR dan APP Daya 131.000 VA | Upah Bongkar SR dan APP Daya 131.000 VA | JASA | Unit |  |  | 196641 | 0.12007 | 220252.2734 | 246698.623 | 276320.4649 | 309499.0901 | 346661.5721 |  | 196641 | 0 | 0 | 0 | 0 | 0 | 0 | 0
37 | Upah Bongkar SR dan APP Daya 147.000 VA | Upah Bongkar SR dan APP Daya 147.000 VA | JASA | Unit |  |  | 196641 | 0.12007 | 220252.2734 | 246698.623 | 276320.4649 | 309499.0901 | 346661.5721 |  | 196641 | 0 | 0 | 0 | 0 | 0 | 0 | 0
38 | Upah Bongkar SR dan APP Daya 164.000 VA | Upah Bongkar SR dan APP Daya 164.000 VA | JASA | Unit |  |  | 196641 | 0.12007 | 220252.2734 | 246698.623 | 276320.4649 | 309499.0901 | 346661.5721 |  | 196641 | 0 | 0 | 0 | 0 | 0 | 0 | 0
39 | Upah Bongkar SR dan APP Daya 197.000 VA | Upah Bongkar SR dan APP Daya 197.000 VA | JASA | Unit |  |  | 196641 | 0.12007 | 220252.2734 | 246698.623 | 276320.4649 | 309499.0901 | 346661.5721 |  | 196641 | 0 | 0 | 0 | 0 | 0 | 0 | 0
[15 empty] | 0 | 0 | 0 | 0 | 0 | 0 | 0 | 0
+ | PEKERJAAN PENUNJANG | [13 empty] | 0 | 0 | 0 | 0 | 0 | 0 | 0 | 0
1 | Sertifikasi Laik Operasi | Sertifikasi Laik Operasi | JASA | Lot | 2.5% | 2.5% | 2.5% |  | 2.5% | 2.5% | 2.5% | 2.5% | 2.5% |  | 0.025 | 0 | 0 | 0 | 0 | 0 | 0 | 0
2 | Transportasi |  | JASA | Rit | 800000 | 800000 | #N/A | 0.12007 | #N/A | #N/A | #N/A | #N/A | #N/A |  | #N/A | 0 | 0 | 0 | 0 | 0 | 0 | 0
2 | Jasa Transportasi Mobil Pick Up | Jasa Transportasi Mobil Pick Up | JASA | Per Km |  |  | 1688 | 0.12007 | 1890.6832 | 2117.7032 | 2371.9822 | 2656.7932 | 2975.8023 |  | 1688 | 0 | 0 | 0 | 0 | 0 | 0 | 0
2 | Jasa Transportasi Mobil Crane | Jasa Transportasi Mobil Crane | JASA | Per Km |  |  | 7037 | 0.12007 | 7881.9536 | 8828.3634 | 9888.4114 | 11075.7426 | 12405.6401 |  | 7037 | 0 | 0 | 0 | 0 | 0 | 0 | 0
3 | Rabas-Rabas Pohon | Rabas-Rabas Pohon | JASA | Kms | 300000 | 300000 | 298643 | -0.0045233 | 299993.8618 | 301350.8341 | 302713.9443 | 304083.2204 | 305458.6902 |  | 298643 | 0 | 0 | 0 | 0 | 0 | 0 | 0
4 | Tebang Pohon | Tebang Pohon | JASA | Pohon | 300000 | 300000 | 187500 | -0.375 | 257812.5 | 354492.1875 | 487426.7578 | 670211.792 | 921541.214 |  | 187500 | 0 | 0 | 0 | 0 | 0 | 0 | 0
5 | Potong Pohon | Potong Pohon | JASA | Pohon | 57250 | 57250 | 56990 | -0.0045415 | 57248.8192 | 57508.8139 | 57769.9893 | 58032.3508 | 58295.9038 |  | 56990 | 0 | 0 | 0 | 0 | 0 | 0 | 0
6 | Pengepresan CCO |  | JASA | Bh | 13770 | 13770 | 13770 | 0.12007 | 15423.4051 | 17275.3395 | 19349.6412 | 21673.0106 | 24275.3538 |  | 13770 | 0 | 0 | 0 | 0 | 0 | 0 | 0
7 | Pengepresan Joint Sleve |  | JASA | Bh | 29730 | 29730 | 29730 | 0.12007 | 33299.7701 | 37298.1731 | 41776.6764 | 46792.927 | 52411.4937 |  | 29730 | 0 | 0 | 0 | 0 | 0 | 0 | 0
8 | Penegakan Tiang Miring |  | JASA | Bh | 250000 | 250000 | 250000 | 0.12007 | 280018.2482 | 313640.8772 | 351300.676 | 393482.3995 | 440729.0088 |  | 250000 | 0 | 0 | 0 | 0 | 0 | 0 | 0
9 | Jasa Pemasangan Modem |  | JASA | Bh | 54500 | 54500 | 54500 | 0.12007 | 61043.9781 | 68373.7112 | 76583.5474 | 85779.1631 | 96078.9239 |  | 54500 | 0 | 0 | 0 | 0 | 0 | 0 | 0
12 | Joint AL/CU 70-70 mm2 |  | HDW | Bh | 51475 | 51475 | 51475 | 0.12007 | 57655.7573 | 64578.6566 | 72332.8092 | 81018.0261 | 90746.1029 |  | 51475 | 0 | 1 | 0 | 667 | 667 | 0 | 0
13 | Pembetonan tiang |  | JASA | Btg | 750000 | 750000 | 750000 | 0.12007 | 840054.7445 | 940922.6317 | 1053902.028 | 1180447.1985 | 1322187.0264 |  | 750000 | 0 | 0 | 0 | 0 | 0 | 0 | 0
[15 empty] | 0 | 0 | 0 | 0 | 0 | 0 | 0 | 0
+ | PEKERJAAN JARINGAN LAINNYA | [13 empty] | 0 | 0 | 0 | 0 | 0 | 0 | 0 | 0
1 | Cover Bushing Arrester |  | HDW | Bh | 85000 | 85000 | 85000 | 0.12007 | 95206.2044 | 106637.8983 | 119442.2298 | 133784.0158 | 149847.863 |  | 85000 | 0 | 1 | 0 | 668 | 668 | 0 | 0
2 | Upah Pemasangan Cover Bushing Arrester |  | JASA | Set | 15000 | 15000 | 15000 | 0.12007 | 16801.0949 | 18818.4526 | 21078.0406 | 23608.944 | 26443.7405 |  | 15000 | 0 | 0 | 0 | 0 | 0 | 0 | 0
3 | Upah Penggantian Jumper Trafo 1 Fasa |  | JASA | Set | 71636 | 71636 | 71636 | 0.12007 | 80237.5489 | 89871.9115 | 100663.1009 | 112750.0207 | 126288.2531 |  | 71636 | 0 | 0 | 0 | 0 | 0 | 0 | 0
4 | Upah Penggantian Jumper Trafo 3 Fasa |  | JASA | Set | 115253 | 115253 | 115253 | 0.12007 | 129091.7726 | 144592.2081 | 161953.8272 | 181400.108 | 203181.3618 |  | 115253 | 0 | 0 | 0 | 0 | 0 | 0 | 0
[15 empty] | 0 | 0 | 0 | 0 | 0 | 0 | 0 | 0
- | PEMASANGAN COVER ISOLATOR | [13 empty] | 0 | 0 | 0 | 0 | 0 | 0 | 0 | 0
1 | Treeguard |  | HDW | Mtr | 235000 | 235000 | 235000 | 0.12007 | 263217.1533 | 294822.4246 | 330222.6354 | 369873.4555 | 414285.2683 |  | 235000 | 0 | 1 | 0 | 669 | 669 | 0 | 0
2 | Upah Pemasangan Treeguard |  | JASA | Set | 15000 | 15000 | 15000 | 0.12007 | 16801.0949 | 18818.4526 | 21078.0406 | 23608.944 | 26443.7405 |  | 15000 | 0 | 0 | 0 | 0 | 0 | 0 | 0
[16 empty] | 0 | 0 | 0 | 0 | 0 | 0 | 0
- | PEMASANGAN COVER BUSHING TRAFO 1 PHASA | [13 empty] | 0 | 0 | 0 | 0 | 0 | 0 | 0 | 0
1 | Cover Bushing Trafo |  | HDW | Bh | 105000 | 105000 | 105000 | 0.12007 | 117607.6642 | 131729.1684 | 147546.2839 | 165262.6078 | 185106.1837 |  | 105000 | 0 | 1 | 0 | 670 | 670 | 0 | 0
2 | Upah Pemasangan Cover Bushing Trafo |  | JASA | Unit | 15000 | 15000 | 15000 | 0.12007 | 16801.0949 | 18818.4526 | 21078.0406 | 23608.944 | 26443.7405 |  | 15000 | 0 | 0 | 0 | 0 | 0 | 0 | 0
[16 empty] | 0 | 0 | 0 | 0 | 0 | 0 | 0
1 | Cover Bushing FCO |  | HDW | Bh | 180000 | 180000 | 180000 | 0.12007 | 201613.1387 | 225821.4316 | 252936.4867 | 283307.3277 | 317324.8863 |  | 180000 | 0 | 1 | 0 | 671 | 671 | 0 | 0
2 | Upah Pemasangan Cover Bushing FCO |  | JASA | Set | 15000 | 15000 | 15000 | 0.12007 | 16801.0949 | 18818.4526 | 21078.0406 | 23608.944 | 26443.7405 |  | 15000 | 0 | 0 | 0 | 0 | 0 | 0 | 0
[16 empty] | 0 | 0 | 0 | 0 | 0 | 0 | 0
1 | Upah Penggantian Jumper Konstruksi CC8A |  | JASA | Set | 115253 | 115253 | 115253 | 0.12007 | 129091.7726 | 144592.2081 | 161953.8272 | 181400.108 | 203181.3618 |  | 115253 | 0 | 0 | 0 | 0 | 0 | 0 | 0
2 | Upah Penggantian Jumper Konstruksi CC8 |  | JASA | Set | 115253 | 115253 | 115253 | 0.12007 | 129091.7726 | 144592.2081 | 161953.8272 | 181400.108 | 203181.3618 |  | 115253 | 0 | 0 | 0 | 0 | 0 | 0 | 0
3 | Upah Penggantian Jumper Recloser |  | JASA | Set | 115253 | 115253 | 115253 | 0.12007 | 129091.7726 | 144592.2081 | 161953.8272 | 181400.108 | 203181.3618 |  | 115253 | 0 | 0 | 0 | 0 | 0 | 0 | 0
4 | Upah Penggantian Jumper Lbs |  | JASA | Set | 115253 | 115253 | 115253 | 0.12007 | 129091.7726 | 144592.2081 | 161953.8272 | 181400.108 | 203181.3618 |  | 115253 | 0 | 0 | 0 | 0 | 0 | 0 | 0
5 | Upah Penggantian Jumper Sectionalizer |  | JASA | Set | 115253 | 115253 | 115253 | 0.12007 | 129091.7726 | 144592.2081 | 161953.8272 | 181400.108 | 203181.3618 |  | 115253 | 0 | 0 | 0 | 0 | 0 | 0 | 0
6 | Upah Penggantian Jumper Absw |  | JASA | Set | 115253 | 115253 | 115253 | 0.12007 | 129091.7726 | 144592.2081 | 161953.8272 | 181400.108 | 203181.3618 |  | 115253 | 0 | 0 | 0 | 0 | 0 | 0 | 0
7 | Upah Penggantian Jumper DS |  | JASA | Set | 115253 | 115253 | 115253 | 0.12007 | 129091.7726 | 144592.2081 | 161953.8272 | 181400.108 | 203181.3618 |  | 115253 | 0 | 0 | 0 | 0 | 0 | 0 | 0
8 | Upah Penggantian Jumper DS |  | JASA | Set | 115253 | 115253 | 115253 | 0.12007 | 129091.7726 | 144592.2081 | 161953.8272 | 181400.108 | 203181.3618 |  | 115253 | 0 | 0 | 0 | 0 | 0 | 0 | 0
[5 empty] | 0 | 0 | 0 | [7 empty] | 0 | 0 | 0 | 0 | 0 | 0 | 0 | 0
+ | PEMASANGAN PENGHALANG PANJAT HEWAN |  |  |  | 0 | 0 | 0 | [7 empty] | 0 | 0 | 0 | 0 | 0 | 0 | 0 | 0
1 | Seng Matahari |  | HDW | Bh | 60000 | 60000 | 60000 | 0.12007 | 67204.3796 | 75273.8105 | 84312.1622 | 94435.7759 | 105774.9621 |  | 60000 | 0 | 1 | 0 | 672 | 672 | 0 | 0
2 | Ijuk |  | HDW | Bh | 25000 | 25000 | 25000 | 0.12007 | 28001.8248 | 31364.0877 | 35130.0676 | 39348.24 | 44072.9009 |  | 25000 | 0 | 1 | 0 | 673 | 673 | 0 | 0
3 | Caping Skur |  | HDW | Bh | 50000 | 50000 | 50000 | 0.12007 | 56003.6496 | 62728.1754 | 70260.1352 | 78696.4799 | 88145.8018 |  | 50000 | 0 | 1 | 0 | 674 | 674 | 0 | 0
4. | Jasa Pasang Seng Matahari |  | JASA | Unit | 12000 | 12000 | 12000 | 0.12007 | 13440.8759 | 15054.7621 | 16862.4324 | 18887.1552 | 21154.9924 |  | 12000 | 0 | 0 | 0 | 0 | 0 | 0 | 0
5 | Jasa Pasang Ijuk |  | JASA | Unit | 12000 | 12000 | 12000 | 0.12007 | 13440.8759 | 15054.7621 | 16862.4324 | 18887.1552 | 21154.9924 |  | 12000 | 0 | 0 | 0 | 0 | 0 | 0 | 0
6 | Jasa Pasang Caping Skur |  | JASA | Unit | 12000 | 12000 | 12000 | 0.12007 | 13440.8759 | 15054.7621 | 16862.4324 | 18887.1552 | 21154.9924 |  | 12000 | 0 | 0 | 0 | 0 | 0 | 0 | 0
[15 empty] | 0 | 0 | 0 | 0 | 0 | 0 | 0 | 0

## KKO
KAJIAN KELAYAKAN OPERASI
DAYA LAMA |  |  |  |  | DAYA BARU
Nama Pelanggan | : | PB An. PT Aesthetic And Health Beauty (Jatengland) |  |  | Nama Pelanggan | : | PB An. PT Aesthetic And Health Beauty (Jatengland)
Daya Lama (VA) | : | 0 |  |  | Daya Baru (VA) | : | 690000
Jumlah Fasa | : | 1 | * |  | Jumlah Fasa | : | 3
Tegangan Sekunder Pengukuran rata-rata (Fasa-Netral) (V) | : | 220 | * | 220 | Tegangan Sekunder Pengukuran rata-rata (Fasa-Netral) (V) | : | 380
Beban Pelanggan (A) | : | 0 |  | 380 | Beban Pelanggan (A) | : | 1048.3465
SUPLAI TRAFO EKSISTING |  |  |  |  | SUPLAI TRAFO RENCANA
Nomor Tiang | : |  |  |  | Nomor Tiang | : | SYG 06/51/24/9
Penyulang | : |  |  |  | Penyulang | : | SYG 06
Daya | : |  | * | 50 | Daya | : | 160
Jumlah Fasa | : |  | * | 100 | Jumlah Fasa | : | 3
Beban TRAFO (Pengukuran Lapangan) |  | 0 |  | 160 | Beban TRAFO | : | 1048.3465
Beban Primer | : | 0 | * | 200 | Beban Primer | : | 4.6188
Beban Sekunder | : | 0 | * | 250 | Beban Sekunder | : | 243.0949
Beban (A) | : | 0 |  |  | Beban (A) | : | 0.24309
Prosentase Pembebanan | : | #DIV/0! |  |  | Beban (A) | : | 431.3%
Prosentase Pembebanan | : | 100% |  |  | Beban (A) | : | 100%

## DATA
DATA
Tahun | : | 2022
Discount Rate | : | 12%
Transfer price TM | : | 1084.125 |  | Marginal COST maret 2022
Umur ekonomis (tahun) | : | 25
Selisih Susut Teknis | : | 2.25%
∑ Daya | : | 690
BP (Rp) | : | 435390000
RAB (Rp) | : | 624853709.8494
Biaya O&M (2% invest) | : | 12497074.197
Nama Pelanggan | : | PB An. PT Aesthetic And Health Beauty (Jatengland) | *
Golongan Pelanggan | : | I3 | *
Jenis Layanan | : | REGULER | * | Ukuran CT
Daya Lama (kVA) | : | 0 | * | 0
Jml Phasa |  | 1
Tegangan |  | 220
Daya Baru (kVA) | : | 690 | * | 19.9186
Jml Phasa |  | 3
Tegangan |  | 380
Tarif WBP (Rp/kWh) | : | 1583.67 | *
Tarif LWBP (Rp/kWh) | : | 1065.78 | *
BP (Rp/VA) TR | : | 631 | *
Jam Nyala | : | 40 | *
Note on B11: user: ideal nya 3,5% menurut kaidah operasi dan pemeliharaan

## KKF
| II. KAJIAN KELAYAKAN FINANSIAL (KKF) |  |  |  | PB An. PT Aesthetic And Health Beauty (Jatengland)
| Tahun | Energi (kWh) | E WBP (kWh) | E LWBP (kWh) | Cost (Juta IDR) |  |  |  |  | Benefit (Juta IDR) |  |  | Nett Benefit | Factor PV | PV Net Benefit | ΣPV Net Benefit |  | Pay Back Periode
[5 empty] | Invest | O&M | Transfer Price | Losses | Total | BP | E Sales | Total
0 | 2023 | 165600 | 27600 | 138000 | 624.8537 | 12.4971 | 179.5311 | 4.0394 | 820.9213 | 435.39 | 190.7869 | 626.1769 | -194.7444 | 1 | -194.7444 | -194.7444 | a
1 | 2024 | 331200 | 55200 | 276000 |  | 12.4971 | 359.0622 | 8.0789 | 379.6382 |  | 381.5739 | 381.5739 | 1.9357 | 0.89286 | 1.7283 | -193.0161 | a
2 | 2025 | 331200 | 55200 | 276000 |  | 12.4971 | 359.0622 | 8.0789 | 379.6382 |  | 381.5739 | 381.5739 | 1.9357 | 0.79719 | 1.5431 | -191.473 | a
3 | 2026 | 331200 | 55200 | 276000 |  | 12.4971 | 359.0622 | 8.0789 | 379.6382 |  | 381.5739 | 381.5739 | 1.9357 | 0.71178 | 1.3778 | -190.0952 | a
4 | 2027 | 331200 | 55200 | 276000 |  | 12.4971 | 359.0622 | 8.0789 | 379.6382 |  | 381.5739 | 381.5739 | 1.9357 | 0.63552 | 1.2302 | -188.8651 | a
5 | 2028 | 331200 | 55200 | 276000 |  | 12.4971 | 359.0622 | 8.0789 | 379.6382 |  | 381.5739 | 381.5739 | 1.9357 | 0.56743 | 1.0984 | -187.7667 | a
6 | 2029 | 331200 | 55200 | 276000 |  | 12.4971 | 359.0622 | 8.0789 | 379.6382 |  | 381.5739 | 381.5739 | 1.9357 | 0.50663 | 0.98067 | -186.7861 | a
7 | 2030 | 331200 | 55200 | 276000 |  | 12.4971 | 359.0622 | 8.0789 | 379.6382 |  | 381.5739 | 381.5739 | 1.9357 | 0.45235 | 0.8756 | -185.9105 | a
8 | 2031 | 331200 | 55200 | 276000 |  | 12.4971 | 359.0622 | 8.0789 | 379.6382 |  | 381.5739 | 381.5739 | 1.9357 | 0.40388 | 0.78179 | -185.1287 | a
9 | 2032 | 331200 | 55200 | 276000 |  | 12.4971 | 359.0622 | 8.0789 | 379.6382 |  | 381.5739 | 381.5739 | 1.9357 | 0.36061 | 0.69802 | -184.4307 | a
10 | 2033 | 331200 | 55200 | 276000 |  | 12.4971 | 359.0622 | 8.0789 | 379.6382 |  | 381.5739 | 381.5739 | 1.9357 | 0.32197 | 0.62324 | -183.8074 | a
11 | 2034 | 331200 | 55200 | 276000 |  | 12.4971 | 359.0622 | 8.0789 | 379.6382 |  | 381.5739 | 381.5739 | 1.9357 | 0.28748 | 0.55646 | -183.251 | a
12 | 2035 | 331200 | 55200 | 276000 |  | 12.4971 | 359.0622 | 8.0789 | 379.6382 |  | 381.5739 | 381.5739 | 1.9357 | 0.25668 | 0.49684 | -182.7541 | a
13 | 2036 | 331200 | 55200 | 276000 |  | 12.4971 | 359.0622 | 8.0789 | 379.6382 |  | 381.5739 | 381.5739 | 1.9357 | 0.22917 | 0.44361 | -182.3105 | a
14 | 2037 | 331200 | 55200 | 276000 |  | 12.4971 | 359.0622 | 8.0789 | 379.6382 |  | 381.5739 | 381.5739 | 1.9357 | 0.20462 | 0.39608 | -181.9144 | a
15 | 2038 | 331200 | 55200 | 276000 |  | 12.4971 | 359.0622 | 8.0789 | 379.6382 |  | 381.5739 | 381.5739 | 1.9357 | 0.1827 | 0.35364 | -181.5608 | a
16 | 2039 | 331200 | 55200 | 276000 |  | 12.4971 | 359.0622 | 8.0789 | 379.6382 |  | 381.5739 | 381.5739 | 1.9357 | 0.16312 | 0.31575 | -181.245 | a
17 | 2040 | 331200 | 55200 | 276000 |  | 12.4971 | 359.0622 | 8.0789 | 379.6382 |  | 381.5739 | 381.5739 | 1.9357 | 0.14564 | 0.28192 | -180.9631 | a
18 | 2041 | 331200 | 55200 | 276000 |  | 12.4971 | 359.0622 | 8.0789 | 379.6382 |  | 381.5739 | 381.5739 | 1.9357 | 0.13004 | 0.25171 | -180.7114 | a
19 | 2042 | 331200 | 55200 | 276000 |  | 12.4971 | 359.0622 | 8.0789 | 379.6382 |  | 381.5739 | 381.5739 | 1.9357 | 0.11611 | 0.22474 | -180.4867 | a
20 | 2043 | 331200 | 55200 | 276000 |  | 12.4971 | 359.0622 | 8.0789 | 379.6382 |  | 381.5739 | 381.5739 | 1.9357 | 0.10367 | 0.20067 | -180.286 | a
21 | 2044 | 331200 | 55200 | 276000 |  | 12.4971 | 359.0622 | 8.0789 | 379.6382 |  | 381.5739 | 381.5739 | 1.9357 | 0.09256 | 0.17917 | -180.1068 | a
22 | 2045 | 331200 | 55200 | 276000 |  | 12.4971 | 359.0622 | 8.0789 | 379.6382 |  | 381.5739 | 381.5739 | 1.9357 | 0.082643 | 0.15997 | -179.9469 | a
23 | 2046 | 331200 | 55200 | 276000 |  | 12.4971 | 359.0622 | 8.0789 | 379.6382 |  | 381.5739 | 381.5739 | 1.9357 | 0.073788 | 0.14283 | -179.804 | a
24 | 2047 | 331200 | 55200 | 276000 |  | 12.4971 | 359.0622 | 8.0789 | 379.6382 |  | 381.5739 | 381.5739 | 1.9357 | 0.065882 | 0.12753 | -179.6765 | a
25 | 2047 | 331200 | 55200 | 276000 |  | 12.4971 | 359.0622 | 8.0789 | 379.6382 |  | 381.5739 | 381.5739 | 1.9357 | 0.058823 | 0.11386 | -179.5626 | a
[5 empty] | Total Cost |  |  |  | 10311.8761 | Total Benefit |  | 10165.5235 |  |  |  |  | 26
[15 empty] | BEP | 424.1009
[15 empty] | PP | #DIV/0!
[15 empty] | BCR | 0.98581
[15 empty] | NPV | -160.3238
[15 empty] | IRR | -8.712%
Note on C7: E = Daya x Jam nyala x 12bln dihitung secara proporsional
Note on L7: muhamat.suropati: E = ((Wbp.tarif)+(Lwbp.tarif))/1.000.000
Note on N7: muhamat.suropati: kwh jual - O&M
Note on C8: E = Daya x Jam nyala x 12bln dihitung secara proporsional
Note on L8: muhamat.suropati: E = ((Wbp.tarif)+(Lwbp.tarif))/1.000.000
Note on C9: muhamat.suropati: E = Daya x Jam nyala x 12bln
Note on L9: muhamat.suropati: E = ((Wbp.tarif)+(Lwbp.tarif))/1.000.000
Note on C10: muhamat.suropati: E = Daya x Jam nyala x 12bln
Note on L10: muhamat.suropati: E = ((Wbp.tarif)+(Lwbp.tarif))/1.000.000
Note on C11: muhamat.suropati: E = Daya x Jam nyala x 12bln
Note on L11: muhamat.suropati: E = ((Wbp.tarif)+(Lwbp.tarif))/1.000.000
Note on C12: muhamat.suropati: E = Daya x Jam nyala x 12bln
Note on C13: muhamat.suropati: E = Daya x Jam nyala x 12bln
Note on C14: muhamat.suropati: E = Daya x Jam nyala x 12bln
Note on C15: muhamat.suropati: E = Daya x Jam nyala x 12bln
Note on C16: muhamat.suropati: E = Daya x Jam nyala x 12bln
Note on C17: muhamat.suropati: E = Daya x Jam nyala x 12bln
Note on C18: muhamat.suropati: E = Daya x Jam nyala x 12bln
Note on C19: muhamat.suropati: E = Daya x Jam nyala x 12bln
Note on C20: muhamat.suropati: E = Daya x Jam nyala x 12bln
Note on C21: muhamat.suropati: E = Daya x Jam nyala x 12bln
Note on C22: muhamat.suropati: E = Daya x Jam nyala x 12bln
Note on C23: muhamat.suropati: E = Daya x Jam nyala x 12bln
Note on C24: muhamat.suropati: E = Daya x Jam nyala x 12bln
Note on C25: muhamat.suropati: E = Daya x Jam nyala x 12bln
Note on C26: muhamat.suropati: E = Daya x Jam nyala x 12bln
Note on C27: muhamat.suropati: E = Daya x Jam nyala x 12bln
Note on C28: muhamat.suropati: E = Daya x Jam nyala x 12bln
Note on C29: muhamat.suropati: E = Daya x Jam nyala x 12bln
Note on C30: muhamat.suropati: E = Daya x Jam nyala x 12bln
Note on C31: muhamat.suropati: E = Daya x Jam nyala x 12bln
Note on C32: muhamat.suropati: E = Daya x Jam nyala x 12bln

## RAB
PT. PLN ( PERSERO )
| UNIT INDUK DISTRIBUSI JAWA TENGAH & DI YOGYAKARTA | [9 empty] | RAB TOTAL
| UP3 DEMAK | [8 empty] | RAB TOTAL | RAB NON MDU
RENCANA ANGGARAN BIAYA (RAB)
|  |  | Pekerjaan | : | PB An. PT Aesthetic And Health Beauty (Jatengland)
|  |  | Lokasi | : | Jateng Land Industrial Park Sayung, Kab. Demak
|  |  | Pelaksana | : | PT. PLN (PERSERO) UP3 DEMAK
|  |  | Anggaran | : | SAR 2024
NO | URAIAN | GOL | SAT | VOL | HARGA SATUAN | BIAYA YANG DIPERLUKAN ( Rp )
[6 empty] | MDU | HARDWARE | JASA | JUMLAH
[5 empty] | 0 | 0 | 0 | 0 | 0
I | PEMASANGAN TIANG |  |  |  | 0 | 0 | 0 | 0 | 0
1 | Tiang Beton 14M-350 daN+E | HDW | Btg | 7 | 8259559 | 0 | 57816913 | 0 | 57816913
2 | Penomoran Tiang | JASA | Btg | 7 | 12498.75 | 0 | 0 | 87491.25 | 87491.25
3 | Penghalang Panjat dan Papan Peringatan | HDW | Set | 7 | 249187.5 | 0 | 1744312.5 | 0 | 1744312.5
[5 empty] | 0 | 0 | 0 | 0 | 0
II | PEMASANGAN KONSTRUKSI JTM |  |  |  | 0 | 0 | 0 | 0 | 0
+ | CC1-A (Sudut 0⁰-10⁰ Dengan Central Bracket) |  | Unit | 5 | 0 | 0 | 0 | 0 | 0
1 | Isolator Tumpu ( Line Post ) 20 KV | MDU-KD | Bh | 5 | 235202 | 1176010 | 0 | 0 | 1176010
2 | Isolator Tumpu ( Pin Post ) 20 KV Porcelain | MDU-KD | Bh | 10 | 243753 | 2437530 | 0 | 0 | 2437530
3 | Bolt Machine ⅝" x 10" | HDW | Bh | 15 | 29694 | 0 | 445410 | 0 | 445410
4 | Bolt Machine / Bolt cariage ½" x ¾" | HDW | Bh | 10 | 7938 | 0 | 79380 | 0 | 79380
5 | Bolt Single Up Side ⅝" x 10" | HDW | Bh | 5 | 35190 | 0 | 175950 | 0 | 175950
6 | Brace Steel 770 mm | HDW | Bh | 10 | 50424 | 0 | 504240 | 0 | 504240
7 | Center Bracket 12.5 KN | HDW | Bh | 5 | 106450 | 0 | 532250 | 0 | 532250
8 | Cross Arm Steel 2.000 mm ( UNSP 10 ) galvanis | HDW | Bh | 5 | 431492 | 0 | 2157460 | 0 | 2157460
9 | Lock Nut ⅝" | HDW | Bh | 20 | 10350 | 0 | 207000 | 0 | 207000
10 | Pole Band Single Rack 7" atau 7 ½" | HDW | Bh | 5 | 64643 | 0 | 323215 | 0 | 323215
11 | Spool Insulator ANSI 53 - 2 | HDW | Bh | 5 | 31375 | 0 | 156875 | 0 | 156875
12 | Tie Wire # 4 / Alluminium bonding wire # 20 | HDW | Mtr | 31 | 6210 | 0 | 192510 | 0 | 192510
13 | Washer Square 2 ¼" | HDW | Bh | 25 | 2801 | 0 | 70025 | 0 | 70025
14 | Upah Pasang Konst. JTM 3 Fasa C1-A | JASA | Unit | 5 | 136764 | 0 | 0 | 683820 | 683820
[5 empty] | 0 | 0 | 0 | 0 | 0
+ | CC7 (Single Dead End) |  | Unit | 2 | 0 | 0 | 0 | 0 | 0
1 | Isolator Tarik ( Porcelain ) 20 KV + Primary Dead End Clamp 150-240 mm² | MDU-KD | Set | 6 | 557575 | 3345450 | 0 | 0 | 3345450
2 | Armour Tape ¼" wide | HDW | Mtr | 2 | 8728 | 0 | 17456 | 0 | 17456
3 | Bolt Double Arming ⅝" x 14" | HDW | Bh | 4 | 45540 | 0 | 182160 | 0 | 182160
4 | Bolt Machine ⅝" x 10" | HDW | Bh | 2 | 29694 | 0 | 59388 | 0 | 59388
5 | Bolt cariage ⅝" x 3" | HDW | Bh | 8 | 7938 | 0 | 63504 | 0 | 63504
6 | Brace Steel 770 mm | HDW | Bh | 8 | 50424 | 0 | 403392 | 0 | 403392
7 | Clevis Swinging Secondary | HDW | Bh | 2 | 17368 | 0 | 34736 | 0 | 34736
8 | Cross Arm Steel 2.000 mm ( UNSP 10 ) galvanis | HDW | Bh | 4 | 431492 | 0 | 1725968 | 0 | 1725968
9 | Lock Nut ⅝" | HDW | Bh | 8 | 10350 | 0 | 82800 | 0 | 82800
10 | Loop Dead End Clamp / LC ( 35 s/d 240 ) mm² | HDW | Bh | 4 | 33168 | 0 | 132672 | 0 | 132672
11 | Oval Eye Bolt ⅝" x 10" | HDW | Bh | 2 | 31168 | 0 | 62336 | 0 | 62336
12 | Oval Eye Nut ⅝" | HDW | Bh | 6 | 26821 | 0 | 160926 | 0 | 160926
13 | Pole Band Double Rack 7" atau 7 ½" | HDW | Bh | 2 | 71154 | 0 | 142308 | 0 | 142308
14 | Pole Band Single Rack 7" atau 7 ½" | HDW | Bh | 2 | 64643 | 0 | 129286 | 0 | 129286
15 | Schackle Anchor ⅝" | HDW | Bh | 6 | 17928 | 0 | 107568 | 0 | 107568
16 | Spool Insulator ANSI 53 - 4 | HDW | Bh | 2 | 37540 | 0 | 75080 | 0 | 75080
17 | Washer Square 2 ¼" | HDW | Bh | 22 | 2801 | 0 | 61622 | 0 | 61622
18 | Upah Pasang Konst. JTM 3 Fasa C7 | JASA | Unit | 2 | 218478 | 0 | 0 | 436956 | 436956
+ | CC8-A (Double Dead End Sudut 60⁰-90⁰) |  | Unit | 1 | 0 | 0 | 0 | 0 | 0
1 | Isolator Tumpu ( Line Post ) 20 KV | MDU-KD | Bh | 1 | 235202 | 235202 | 0 | 0 | 235202
2 | Isolator Tumpu ( Pin Post ) 20 KV Porcelain | MDU-KD | Bh | 1 | 243753 | 243753 | 0 | 0 | 243753
3 | Isolator Tarik ( Porcelain ) 20 KV + Primary Dead End Clamp 150-240 mm² | MDU-KD | Set | 6 | 557575 | 3345450 | 0 | 0 | 3345450
4 | Armour Tape ¼" wide | HDW | Mtr | 2 | 8728 | 0 | 17456 | 0 | 17456
5 | Bolt Double Arming ⅝" x 14" | HDW | Bh | 4 | 45540 | 0 | 182160 | 0 | 182160
6 | Bolt cariage ⅝" x 3" | HDW | Bh | 8 | 7938 | 0 | 63504 | 0 | 63504
7 | Bolt Machine ⅝" x 10" | HDW | Bh | 1 | 29694 | 0 | 29694 | 0 | 29694
8 | Brace Steel 770 mm | HDW | Bh | 8 | 50424 | 0 | 403392 | 0 | 403392
9 | Clevis Swinging Secondary | HDW | Bh | 2 | 17368 | 0 | 34736 | 0 | 34736
10 | Compresion Conector H type 240 mm² / 240 mm² | HDW | Bh | 4 | 28100 | 0 | 112400 | 0 | 112400
11 | Cross Arm Steel 2.000 mm ( UNSP 10 ) galvanis | HDW | Bh | 4 | 431492 | 0 | 1725968 | 0 | 1725968
12 | Loop Dead End Clamp / LC ( 35 s/d 240 ) mm² | HDW | Bh | 4 | 33168 | 0 | 132672 | 0 | 132672
13 | Lock Nut ⅝" | HDW | Bh | 9 | 10350 | 0 | 93150 | 0 | 93150
14 | Oval Eye Bolt ⅝" x 10" | HDW | Bh | 2 | 31168 | 0 | 62336 | 0 | 62336
15 | Oval Eye Nut ⅝" | HDW | Bh | 6 | 26821 | 0 | 160926 | 0 | 160926
16 | Pole Band Double Rack 7" atau 7 ½" | HDW | Bh | 3 | 71154 | 0 | 213462 | 0 | 213462
17 | Pole Band Single Rack 7" atau 7 ½" | HDW | Bh | 3 | 64643 | 0 | 193929 | 0 | 193929
18 | Schackle Anchor ⅝" | HDW | Bh | 6 | 17928 | 0 | 107568 | 0 | 107568
19 | Spool Insulator ANSI 53 - 4 | HDW | Bh | 2 | 37540 | 0 | 75080 | 0 | 75080
20 | Tie Wire # 4 / Alluminium bonding wire # 20 | HDW | Mtr | 3.6 | 6210 | 0 | 22356 | 0 | 22356
21 | Washer Square 2 ¼" | HDW | Bh | 22 | 2801 | 0 | 61622 | 0 | 61622
22 | Upah Pasang Konst. JTM 3 Fasa C8-A | JASA | Unit | 1 | 468142 | 0 | 0 | 468142 | 468142
[5 empty] | 0 | 0 | 0 | 0 | 0
III | PEMASANGAN KONSTRUKSI TRAFO
+ | Trafo 1 Fasa CSP 50 KVA (G105, G106, G136) |  | Unit | 1 | 0 | 0 | 0 | 0 | 0
1 | Trafo 1 Fasa CSP 50 kVA | MDU-KD | Bh | 1 | 34184115 | 34184115 | 0 | 0 | 34184115
2 | Jumper Wire : |  |  |  | 0 | 0 | 0 | 0 | 0
| AAAC 70 mm² | MDU-KD | Mtr | 2 | 13967 | 27934 | 0 | 0 | 27934
| NFA2X-T 2 x 70 + N 50 mm² | MDU-KD | Mtr | 2 | 49525 | 99050 | 0 | 0 | 99050
3 | Hot Line Clamp ( 35mm² s/d 70 mm² ) | HDW | Bh | 1 | 77625 | 0 | 77625 | 0 | 77625
4 | Bracket band segment,vertikal plat ( Hot dip galvanis ) | HDW | Bh | 2 | 465750 | 0 | 931500 | 0 | 931500
5 | Compresion Conector H type 70 mm² / 70 mm² | HDW | Bh | 3 | 15900 | 0 | 47700 | 0 | 47700
6 | Compresion Terminal Lug 70 mm² | HDW | Bh | 2 | 12524 | 0 | 25048 | 0 | 25048
7 | Sepatu Kabel AL/CU Ring-70 mm² | HDW | Bh | 4 | 49000 | 0 | 196000 | 0 | 196000
8 | Armour Rod # for 70 mm² | HDW | Set | 1 | 58995 | 0 | 58995 | 0 | 58995
9 | Ground wire Cu 16 mm² | HDW | Mtr | 2 | 28980 | 0 | 57960 | 0 | 57960
10 | Upah Pasang Trafo 1 Fasa 50 KVA + Bracket | JASA | Unit | 1 | 455837 | 0 | 0 | 455837 | 455837
[5 empty] | 0 | 0 | 0 | 0 | 0
+ | CM2-11M (Grounding Jaringan Ke Tanah) |  | Unit | 2 | 0 | 0 | 0 | 0 | 0
1 | Ground rod ⅝" x 8" Copper Weld | HDW | Bh | 2 | 194063 | 0 | 388126 | 0 | 388126
2 | Bimetalic Connector 35 - 240 mm² | HDW | Bh | 2 | 54338 | 0 | 108676 | 0 | 108676
3 | Clamp Ground Rod ⅝" | HDW | Bh | 2 | 6100 | 0 | 12200 | 0 | 12200
4 | Ground wire Cu 16 mm² | HDW | Mtr | 20 | 28980 | 0 | 579600 | 0 | 579600
5 | Ground rod & Washer | HDW | Bh | 4 | 10645 | 0 | 42580 | 0 | 42580
6 | Pipa PVC Putih Ukuran ¾" | HDW | Bh | 2.75 | 32874 | 0 | 90403.5 | 0 | 90403.5
7 | Stopping Buckle / Yokes | HDW | Bh | 12 | 2588 | 0 | 31056 | 0 | 31056
8 | Stainless Steel Strap 20 X 0.7 mm | HDW | Mtr | 9.6 | 12751 | 0 | 122409.6 | 0 | 122409.6
9 | Upah Pasang Acc.Jar M2-11M | JASA | Unit | 2 | 200054 | 0 | 0 | 400108 | 400108
[5 empty] | 0 | 0 | 0 | 0 | 0
IV | PEMASANGAN ACC. KONSTRUKSI |  |  |  | 0 | 0 | 0 | 0 | 0
+ | CM2-12 (Grounding Netral Ke Tiang) |  | Unit | 7 | 0 | 0 | 0 | 0 | 0
1 | Bimetalic Connector 35 - 240 mm² | HDW | Bh | 7 | 54338 | 0 | 380366 | 0 | 380366
2 | Ground wire Cu 16 mm² | HDW | Mtr | 5.6 | 28980 | 0 | 162288 | 0 | 162288
3 | Ground rod & Washer | HDW | Bh | 7 | 10645 | 0 | 74515 | 0 | 74515
4 | Upah Pasang Acc.Jar M2-12 | JASA | Unit | 7 | 56059 | 0 | 0 | 392413 | 392413
[5 empty] | 0 | 0 | 0 | 0 | 0
+ | CM2-12A (Grounding Schoor Ke Tiang) |  | Unit | 4 | 0 | 0 | 0 | 0 | 0
1 | Bimetalic Connector 35 - 240 mm² | HDW | Bh | 4 | 54338 | 0 | 217352 | 0 | 217352
2 | Ground wire Cu 16 mm² | HDW | Mtr | 4 | 28980 | 0 | 115920 | 0 | 115920
3 | Ground rod & Washer | HDW | Bh | 4 | 10645 | 0 | 42580 | 0 | 42580
4 | Upah Pasang Acc.Jar M2-12A | JASA | Unit | 4 | 56223 | 0 | 0 | 224892 | 224892
+ | CE1-3 (Schoor Dengan Guy Wire 70 mm²) |  | Unit | 4 | 0 | 0 | 0 | 0 | 0
1 | Bolt Machine ⅝" x 10" | HDW | Bh | 4 | 29694 | 0 | 118776 | 0 | 118776
2 | Guy Attachment / Guy hok | HDW | Bh | 4 | 14007 | 0 | 56028 | 0 | 56028
3 | Guy Wire 70 mm² | HDW | Mtr | 48 | 29187 | 0 | 1400976 | 0 | 1400976
4 | Three Bolt Clamp | HDW | Bh | 8 | 44821 | 0 | 358568 | 0 | 358568
5 | Washer Square 2 ¼" | HDW | Bh | 4 | 2801 | 0 | 11204 | 0 | 11204
6 | Upah Pasang Acc.Jar E1-3 | JASA | Unit | 4 | 67206 | 0 | 0 | 268824 | 268824
+ | F1-3 (Anchor 10.000 lbs) |  | Unit | 4 | 0 | 0 | 0 | 0 | 0
1 | Expanding Anchor 10.000 lbs | HDW | Bh | 4 | 136103 | 0 | 544412 | 0 | 544412
2 | Rod Anchor ¾" x 8' | HDW | Bh | 4 | 136206 | 0 | 544824 | 0 | 544824
3 | Kousen | HDW | Bh | 4 | 8169 | 0 | 32676 | 0 | 32676
4 | Upah Pasang Acc.Jar F1-3 | JASA | Unit | 4 | 91466 | 0 | 0 | 365864 | 365864
[5 empty] | 0 | 0 | 0 | 0 | 0
V | PEMASANGAN KONDUKTOR |  |  |  | 0 | 0 | 0 | 0 | 0
1 | AAAC 240 mm² | MDU-KD | Mtr | 1065.3 | 36183 | 38545749.9 | 0 | 0 | 38545749.9
2 | AAAC 150 mm² | MDU-KD | Mtr | 355.1 | 24827 | 8816067.7 | 0 | 0 | 8816067.7
3 | Upah Pasang Penghantar TM A3C 3x240 + 1x150mm² | JASA | Per 50 m | 21.306 | 561600 | 0 | 0 | 11965449.6 | 11965449.6
[5 empty] | 0 | 0 | 0 | 0 | 0
VI | PEMASANGAN APP PELANGGAN |  |  |  | 0 | 0 | 0 | 0 | 0
+ | APP TM dan Kwh PS |  | Unit | 1 | 0 | 0 | 0 | 0 | 0
1 | KWH Elektronik; 3P; 4W; 57.7-100V/220-400V; 5(10) A; kls 0.5 (Pengukuran Tidak Langsung) | MDU-KD | Bh | 1 | 1952952 | 1952952 | 0 | 0 | 1952952
2 | Smart Box Tidak Langsung Daya TM | MDU-KD | Unit | 1 | 4807679 | 4807679 | 0 | 0 | 4807679
3 | Modem 3G/4G | HDW | Unit | 1 | 1288575 | 0 | 1288575 | 0 | 1288575
4 | Mur Baut Dinabolt 10 mm x 65 mm | HDW | Bh | 4 | 1200 | 0 | 4800 | 0 | 4800
5 | KWH Elektronik; 1P; 2W; 230 V; 5(40) A; kls 1 (combo); register drum | MDU-KD | Bh | 1 | 162966 | 162966 | 0 | 0 | 162966
6 | MCB 1 Fasa 10 A | MDU-KD | Bh | 1 | 37170 | 37170 | 0 | 0 | 37170
7 | NFA2X 2 x 16 mm² | MDU-KD | Mtr | 35 | 7271 | 254485 | 0 | 0 | 254485
8 | Pipa PVC Putih Ukuran 2½" | HDW | Bh | 2 | 141100 | 0 | 282200 | 0 | 282200
9 | Knee Pipe 2 ½" | HDW | Bh | 3 | 9111 | 0 | 27333 | 0 | 27333
10 | Upah Pasang APP TM dan kWh Meter PS | JASA | Unit | 1 | 172397 | 0 | 0 | 172397 | 172397
[5 empty] | 0 | 0 | 0 | 0 | 0
+ | Pemasangan Cubicle |  | Unit | 1 | 0 | 0 | 0 | 0 | 0
1 | Air Insulated LBS Motorized;24KV;630A;Min-16KA | MDU-KD | Cell | 1 | 51851823 | 51851823 | 0 | 0 | 51851823
2 | Air Insulated CBOG Motorized+Metering;20KV;630A;Min-16KA | MDU-KD | Cell | 1 | 254142159 | 254142159 | 0 | 0 | 254142159
3 | Upah Pasang Cubicle Pelanggan | JASA | Unit | 1 | 1404881 | 0 | 0 | 1404881 | 1404881
[5 empty] | 0 | 0 | 0 | 0 | 0
+ | Pemasangan Disconecting Switch |  | Unit | 1 | 0 | 0 | 0 | 0 | 0
1 | Disconnecting Switch 20 KV - 630 A Porcelein | HDW | Set | 1 | 8538750 | 0 | 8538750 | 0 | 8538750
2 | Cross Arm Steel 2.000 mm ( UNSP 10 ) galvanis | HDW | Bh | 2 | 431492 | 0 | 862984 | 0 | 862984
3 | Brace Steel 770 mm | HDW | Bh | 2 | 50424 | 0 | 100848 | 0 | 100848
4 | Pole Band Single Rack 7" atau 7 ½" | HDW | Bh | 2 | 64643 | 0 | 129286 | 0 | 129286
5 | Upah Pasang Disconecting Switch (DS) | JASA | Unit | 1 | 851841 | 0 | 0 | 851841 | 851841
[5 empty] | 0 | 0 | 0 | 0 | 0
+ | Pemasangan Arrester |  | Unit | 1 | 0 | 0 | 0 | 0 | 0
1 | Lightning Arester (Polymer) 21 KV, 10 KA | MDU-KD | Bh | 3 | 633818 | 1901454 | 0 | 0 | 1901454
2 | Compresion Conector H type 150 mm² / 240 mm² | HDW | Bh | 3 | 37700 | 0 | 113100 | 0 | 113100
3 | Compresion Conector H type 70 mm² / 70 mm² | HDW | Bh | 1 | 15900 | 0 | 15900 | 0 | 15900
4 | Sepatu Kabel AL/AL-70 mm² | HDW | Bh | 6 | 22044 | 0 | 132264 | 0 | 132264
5 | AAAC 70 mm² | MDU-KD | Mtr | 4 | 13967 | 55868 | 0 | 0 | 55868
6 | Upah Pasang Acc.Jar M5-6 | JASA | Unit | 3 | 105205 | 0 | 0 | 315615 | 315615
[5 empty] | 0 | 0 | 0 | 0 | 0
+ | Pemasangan Grounding |  | Unit | 1 | 0 | 0 | 0 | 0 | 0
1 | Ground rod ⅝" x 8" Copper Weld | HDW | Bh | 1 | 194063 | 0 | 194063 | 0 | 194063
2 | Bimetalic Connector 35 - 240 mm² | HDW | Bh | 1 | 54338 | 0 | 54338 | 0 | 54338
3 | Clamp Ground Rod ⅝" | HDW | Bh | 1 | 6100 | 0 | 6100 | 0 | 6100
4 | Ground wire Cu 16 mm² | HDW | Mtr | 10 | 28980 | 0 | 289800 | 0 | 289800
5 | Ground rod & Washer | HDW | Bh | 2 | 10645 | 0 | 21290 | 0 | 21290
6 | Pipa PVC ½" | HDW | Bh | 5.5 | 6100 | 0 | 33550 | 0 | 33550
7 | Stopping Buckle / Yokes | HDW | Bh | 6 | 2588 | 0 | 15528 | 0 | 15528
8 | Stainless Steel Strap 20 X 0.7 mm | HDW | Mtr | 4.8 | 12751 | 0 | 61204.8 | 0 | 61204.8
9 | Upah Pasang Acc.Jar M2-11M | JASA | Unit | 1 | 200054 | 0 | 0 | 200054 | 200054
[5 empty] | 0 | 0 | 0 | 0 | 0
+ | Pemasangan Kabel |  | Unit | 30 | 0 | 0 | 0 | 0 | 0
1 | Kabel NA2XSEYBY 20 KV, 3 x 150 mm² | MDU-KD | Mtr | 30 | 445036 | 13351080 | 0 | 0 | 13351080
2 | Kabel NYY 1 x 70 mm² | MDU-KD | Mtr | 30 | 121773 | 3653190 | 0 | 0 | 3653190
3 | AAAC/S 70 mm² | MDU-KD | Mtr | 12 | 16324 | 195888 | 0 | 0 | 195888
4 | Compresion Conector G type 150 mm² / 240 mm² | HDW | Bh | 3 | 34673 | 0 | 104019 | 0 | 104019
5 | TERM;20kV;AL;3P;3X150mm2;NON ISO;ID (Coldshrink+Shearbolt) | HDW | Set | 1 | 5232753 | 0 | 5232753 | 0 | 5232753
6 | TERM;20kV;AL;3P;3X150mm2;NON ISO;OD (Coldshrink+Shearbolt) | HDW | Set | 1 | 5949718 | 0 | 5949718 | 0 | 5949718
7 | Sepatu Kabel AL/CU Kepala 70 | HDW | Bh | 9 | 45023 | 0 | 405207 | 0 | 405207
8 | Pole Band Double Rack 7" atau 7 ½" | HDW | Bh | 2 | 71154 | 0 | 142308 | 0 | 142308
9 | Stainless Steel Strap 20 x 0.7 mm | HDW | Mtr | 3 | 12751 | 0 | 38253 | 0 | 38253
10 | Stopping Buckle / Yokes | HDW | Bh | 3 | 2588 | 0 | 7764 | 0 | 7764
11 | Washer Square 2 ¼" | HDW | Bh | 4 | 2801 | 0 | 11204 | 0 | 11204
12 | Pipa PVC Putih Ukuran 6" | HDW | Bh | 1 | 755562 | 0 | 755562 | 0 | 755562
13 | Upah Pasang Kabel NA2XS2Y 20 KV 3 x 150 mm² | JASA | Per 1 m | 30 | 34661 | 0 | 0 | 1039830 | 1039830
14 | Upah Pasang Kabel NYY 1 x 70 mm² | JASA | Per 1 m | 30 | 4975 | 0 | 0 | 149250 | 149250
15 | Upah Pasang Terminating Kabel 3 x 150 mm² ID | JASA | Unit | 1 | 569629.999 | 0 | 0 | 569629.999 | 569629.999
16 | Upah Pasang Terminating Kabel 3 x 150 mm² OD | JASA | Unit | 1 | 659799.3067 | 0 | 0 | 659799.3067 | 659799.3067
17 | Tanda urutan Fasa untuk kabel | HDW | Bh | 3 | 8900 | 0 | 26700 | 0 | 26700
18 | Klem beugel ⅞" | HDW | Bh | 4 | 12550 | 0 | 50200 | 0 | 50200
[5 empty] | 0 | 0 | 0 | 0 | 0
| SLO |  |  |  | 0 | 0 | 0 | 0 | 0
1 | Sertifikasi Laik Operasi | JASA | Lot | 1 | 2.5% |  |  | 13730030.9789 | 13730030.9789
[6 empty] | 0 | 0 | 0 | 0
| Jumlah MDU - Hardware - Jasa |  |  |  | : | 424823025.6 | 103265119.4 | 34843125.1346 | 562931270.1346
| PPN 11% |  |  |  | : | 46730532.816 | 11359163.134 | 3832743.7648 | 61922439.7148
| Jumlah Total |  |  |  | : | 471553558.416 | 114624282.534 | 38675868.8994 | 624853709.8494
Terbilang : Enam Ratus Dua Puluh Empat Juta Delapan Ratus Lima Puluh Tiga Ribu Tujuh Ratus Sepuluh Rupiah
Harga yang dipakai adalah RAB HSS 2024
Demak, 24 Juni 2024
ASMAN PERENCANAAN
VALENTHINA EKA SABTI WONOHUSODO
Note !! 1. Saat Pengisian Uraian di mohon memasukan nama material sesuai dengan nama material di harga satuan
2. Mohon di cek kembali saat pengisian volume material
3. Untuk program Sarana Penunjang Fungsi tidak perlu SLO.
Note on A11: HILANGKAN CENTANG PADA BLANKS

## PETA
PB An. PT Aesthetic And Health Beauty (Jatengland)
+ | APP TM dan Kwh PS |  | 1
1 | KWH Elektronik; 3P; 4W; 57.7-100V/220-400V; 5(10) A; kls 0.5 (Pengukuran Tidak Langsung) |  | 1
2 | Smart Box Tidak Langsung Daya TM |  | 1
3 | Modem 3G/4G |  | 1
4 | Mur Baut Dinabolt 10 mm x 65 mm |  | 4
5 | KWH Elektronik; 1P; 2W; 230 V; 5(40) A; kls 1 (combo); register drum |  | 1
6 | MCB 1 Fasa 10 A |  | 1
7 | NFA2X 2 x 16 mm² |  | 35
8 | Pipa PVC Putih Ukuran 2½" |  | 2
9 | Knee Pipe 2 ½" |  | 3
10 | Upah Pasang APP TM dan kWh Meter PS |  | 1
+ | Pemasangan Cubicle |  | 1
1 | Air Insulated LBS Motorized;24KV;630A;Min-16KA |  | 1
2 | Air Insulated CBOG Motorized+Metering;20KV;630A;Min-16KA |  | 1
3 | Upah Pasang Cubicle Pelanggan |  | 1
+ | Pemasangan Disconecting Switch |  | 1
1 | Disconnecting Switch 20 KV - 630 A Porcelein |  | 1
2 | Cross Arm Steel 2.000 mm ( UNSP 10 ) galvanis |  | 2
3 | Brace Steel 770 mm |  | 2
4 | Pole Band Single Rack 7" atau 7 ½" |  | 2
5 | Upah Pasang Disconecting Switch (DS) |  | 1
+ | Pemasangan Arrester |  | 1
1 | Lightning Arester (Polymer) 21 KV, 10 KA |  | 3
2 | Compresion Conector H type 150 mm² / 240 mm² |  | 3
3 | Compresion Conector H type 70 mm² / 70 mm² |  | 1
4 | Sepatu Kabel AL/AL-70 mm² |  | 6
5 | AAAC 70 mm² |  | 4
6 | Upah Pasang Acc.Jar M5-6 |  | 3
+ | Pemasangan Grounding |  | 1
1 | Ground rod ⅝" x 8" Copper Weld |  | 1
2 | Bimetalic Connector 35 - 240 mm² |  | 1
3 | Clamp Ground Rod ⅝" |  | 1
4 | Ground wire Cu 16 mm² |  | 10
5 | Ground rod & Washer |  | 2
6 | Pipa PVC ½" |  | 5.5
7 | Stopping Buckle / Yokes |  | 6
8 | Stainless Steel Strap 20 X 0.7 mm |  | 4.8
9 | Upah Pasang Acc.Jar M2-11M |  | 1
+ | Pemasangan Kabel |  | 30
1 | Kabel NA2XSEYBY 20 KV, 3 x 150 mm² |  | 30
2 | Kabel NYY 1 x 70 mm² |  | 30
3 | AAAC/S 70 mm² |  | 12
4 | Compresion Conector G type 150 mm² / 240 mm² |  | 3
5 | TERM;20kV;AL;3P;3X150mm2;NON ISO;ID (Coldshrink+Shearbolt) |  | 1
6 | TERM;20kV;AL;3P;3X150mm2;NON ISO;OD (Coldshrink+Shearbolt) |  | 1
7 | Sepatu Kabel AL/CU Kepala 70 |  | 9
8 | Pole Band Double Rack 7" atau 7 ½" |  | 2
9 | Stainless Steel Strap 20 x 0.7 mm |  | 3
10 | Stopping Buckle / Yokes |  | 3
11 | Washer Square 2 ¼" |  | 4
12 | Pipa PVC Putih Ukuran 6" |  | 1
13 | Upah Pasang Kabel NA2XS2Y 20 KV 3 x 150 mm² |  | 30
14 | Upah Pasang Kabel NYY 1 x 70 mm² |  | 30
15 | Upah Pasang Terminating Kabel 3 x 150 mm² ID |  | 1
16 | Upah Pasang Terminating Kabel 3 x 150 mm² OD |  | 1
17 | Tanda urutan Fasa untuk kabel |  | 3
18 | Klem beugel ⅞" |  | 4
Demak, 24 Juni 2024

## GAMBAR
PT. PLN (PERSERO) UP3 DEMAK
Keterangan Gambar :
|  |  |  | No | Nama Material |  |  | Baru |  | Eksisting
|  |  |  | 1 | Tiang Beton
|  |  |  | 2 | Tiang Besi
|  |  |  | 3 | JTM 3 Fasa
|  |  |  | 4 | JTM 1 Fasa
|  |  |  | 5 | JTR 1 Fasa Only / UB
|  |  |  | 6 | JTR 3 Fasa Only / UB
|  |  |  | 7 | Trafo 1 Fasa
|  |  |  | 8 | Trafo 3 Fasa
|  |  |  | 9 | Fuse Cut Out
|  |  |  | 10 | ABSW
|  |  |  | 11 | Vang Net
|  |  |  | 12 | Schoor
13
Bongkar Pasang Konstruksi :
|  |  |  | Pasang |  |  |  | Bongkar
|  |  |  | C14-350 daN |  | 7 | Btg
|  |  |  | CC1-1A |  | 5 | U
|  |  |  | CC7 |  | 2 | U
|  |  |  | CC8-A |  | 1 | U
|  |  |  | CE1-3 |  | 4 | U
|  |  |  | F1-3 |  | 4 | U
|  |  |  | CM2-12 |  | 7 | U
|  |  |  | CM2-12A |  | 4 | U
|  |  |  | CM2-11M |  | 2 | U |  |  |  |  | TR3+GW
|  |  |  | TRF 1P 50KVA (CG106) |  | 1 | U | [5 empty] | TR1 | TR2 | TR5 | TR6
|  |  |  | KUBIKEL |  | 1 | Set
|  |  |  | APP TM |  | 1 | U
|  |  |  | A3C 240mm |  | 1005 | Mtr
|  |  |  | A3C 150mm |  | 335 | Mtr
Trafo cantol
Keterangan Tambahan :
Golongan
|  |  |  | No. Gambar |  | 1 |  |  | Lembar |  | dr
|  |  |  | Gambar dari |  |  |  |  | Skala
Perihal:
PB An. PT Aesthetic And Health Beauty (Jatengland)
|  |  |  | Digambar |  | Staff
|  |  |  | Diperiksa |  | TL Rensis
|  |  |  | Diketahui |  | TL Rensis
|  |  |  | Disetujui |  | Asman Perencanaan
MGN04-19/43
40.07
+ | APP TM dan Kwh PS | 1
1 | KWH Elektronik; 3P; 4W; 57.7-100V/220-400V; 5(10) A; kls 0.5 (Pengukuran Tidak Langsung) | 1
2 | Smart Box Tidak Langsung Daya TM | 1
3 | Modem 3G/4G | 1
4 | Mur Baut Dinabolt 10 mm x 65 mm | 4
5 | KWH Elektronik; 1P; 2W; 230 V; 5(40) A; kls 1 (combo); register drum | 1
6 | MCB 1 Fasa 10 A | 1
7 | NFA2X 2 x 16 mm² | 35
8 | Pipa PVC Putih Ukuran 2½" | 2
9 | Knee Pipe 2 ½" | 3
10 | Upah Pasang APP TM dan kWh Meter PS | 1
+ | Pemasangan Cubicle | 1
1 | Air Insulated LBS Motorized;24KV;630A;Min-16KA | 1
2 | Air Insulated CBOG Motorized+Metering;20KV;630A;Min-16KA | 1
3 | Upah Pasang Cubicle Pelanggan | 1
+ | Pemasangan Disconecting Switch | 1
1 | Disconnecting Switch 20 KV - 630 A Porcelein | 1
2 | Cross Arm Steel 2.000 mm ( UNSP 10 ) galvanis | 2
3 | Brace Steel 770 mm | 2
4 | Pole Band Single Rack 7" atau 7 ½" | 2
5 | Upah Pasang Disconecting Switch (DS) | 1
+ | Pemasangan Arrester | 1
1 | Lightning Arester (Polymer) 21 KV, 10 KA | 3
2 | Compresion Conector H type 150 mm² / 240 mm² | 3
3 | Compresion Conector H type 70 mm² / 70 mm² | 1
4 | Sepatu Kabel AL/AL-70 mm² | 6
5 | AAAC 70 mm² | 4
6 | Upah Pasang Acc.Jar M5-6 | 3
+ | Pemasangan Grounding | 1
1 | Ground rod ⅝" x 8" Copper Weld | 1
2 | Bimetalic Connector 35 - 240 mm² | 1
3 | Clamp Ground Rod ⅝" | 1
4 | Ground wire Cu 16 mm² | 10
5 | Ground rod & Washer | 2
6 | Pipa PVC ½" | 5.5
7 | Stopping Buckle / Yokes | 6
8 | Stainless Steel Strap 20 X 0.7 mm | 4.8
9 | Upah Pasang Acc.Jar M2-11M | 1
+ | Pemasangan Kabel | 30
1 | Kabel NA2XSEYBY 20 KV, 3 x 150 mm² | 30
2 | Kabel NYY 1 x 70 mm² | 30
3 | AAAC/S 70 mm² | 12
4 | Compresion Conector G type 150 mm² / 240 mm² | 3
5 | TERM;20kV;AL;3P;3X150mm2;NON ISO;ID (Coldshrink+Shearbolt) | 1
6 | TERM;20kV;AL;3P;3X150mm2;NON ISO;OD (Coldshrink+Shearbolt) | 1
7 | Sepatu Kabel AL/CU Kepala 70 | 9
8 | Pole Band Double Rack 7" atau 7 ½" | 2
9 | Stainless Steel Strap 20 x 0.7 mm | 3
10 | Stopping Buckle / Yokes | 3
11 | Washer Square 2 ¼" | 4
12 | Pipa PVC Putih Ukuran 6" | 1
13 | Upah Pasang Kabel NA2XS2Y 20 KV 3 x 150 mm² | 30
14 | Upah Pasang Kabel NYY 1 x 70 mm² | 30
15 | Upah Pasang Terminating Kabel 3 x 150 mm² ID | 1
16 | Upah Pasang Terminating Kabel 3 x 150 mm² OD | 1
17 | Tanda urutan Fasa untuk kabel | 3
18 | Klem beugel ⅞" | 4
Demak, 24 Juni 2024
s
s
s
s
JL.PURWODADI-SUKOLILO-PATI
1 CG 313-A
1 C12-350E
1 CC7
3 CM2-11M
1 CM2-12
1 CM2-12A
1 F1-2
1 CE1-2
RUMAH SAKIT TRIMEDIKA
50 m
K2-541 B
1 C12-350E
1 CC1-A
1 CM2-12
1 CJ6-T
K2-541 A
1 C12-350E
1 CC8-AN
1 CM2-12
1 F1-2
1 CE1-2
K2-541
1 C12-350E
1 CC1
1 CC7
2 CM5-5
3 Ph 160 kVA
.....
1 C12-350 daN
1 CA5
1 CE1-3
1 F1-3
1 CM2-12A
1 CM2-12
1 CG106
2 CM2-11M
1 CJ6-T
.....
1 C9-200 daN
1 CJ5-T
1 CM2-12
.....
1 C9-200 daN
1 CJ6-T
1 MJ6-T
1 CE1-2
1 F1-2
1 CM2-12A
1 CM2-12
.....
1 C9-200 daN
1 CJ7-T
2 CE1-2
2 F1-2
2 CM2-12A
1 CM2-12
....
1 C9-200 daN
1 CJ5-T
1 CJ6-T
1 CE1-2
1 F1-2
1 CM2-12A
1 CM2-12
.....
1 C9-200 daN
1 CJ7-T
1 CE1-2
1 F1-2
1 CM2-12A
1 CM2-12
SYG06-51/24/19
1 C14-350 daN
1 CC1-1A
1 CM2-12
1 CC7
1 CE1-3
1 F1-3
1 CM2-12A
-6.91737, 110.5526
SYG06-51/24/19/1
1 C14-350 daN
1 CC1-1A
1 CM2-12
SYG06-51/24/19/2
1 C14-350 daN
1 CC1-1A
1 CM2-12
SYG06-51/24/19/3
1 C14-350 daN
1 CC1-1A
1 CM2-12
SYG06-51/24/19/4
1 C14-350 daN
1 CC1-1A
1 CM2-12
SYG06-51/24/19/5
1 C14-350 daN
1 CC1-1A
1 CM2-12
SYG06-51/24/19/6
1 C14-350 daN
1 CC8-A
1 CM2-12
2 CE1-3
2 F1-3
2 CM2-12A
SYG06-51/24/19/6/1
1 C14-350 daN
1 CC7
1 CM2-12
1 CE1-3
1 F1-3
1 CM2-12A
1 TRF 1P50KVA (CG106)
2 CM2-11M
1 KUBIKEL
1 APP TM
50 m
50 m
50 m
50 m
50 m
35 m

## SLD
SINGLE LINE DIAGRAM
PT. YUMINDO

## PDL (hidden)
1
3
1
3
1
3
3
1
3
1
3
1
3
1
3
1
3
1
3
1
3
1